## CHARACTERIZE
| Compare: | 4 | 5 | 2 | 3 |  | Current Display Range: |  |  | 8 |  |  |  | 2 | Thermal: | FALSE | Help
| System: | Target Lumens : |  | 1200 | Optical Efficiency: |  | 90% | Electrical Efficiency: |  | 100% |  |  |  |  | Rth (°C/W) | sp-pcb | 4
[16 empty] | pcb-hs | 1
| Current (A) | LED 1 |  |  |  | LED 2 |  |  |  | LED 3 | [5 empty] | hs | 2
|  | Model | 1 |  |  | Model | 1 |  |  | Model | 1 |  |  |  | Remember: set LED Multiple!
|  | Flux | 1 |  | 0 | Flux | 1 |  | 0 | Flux | 1 |  | 0 |  | FALSE | Ta (°C)
|  | Price | 0 | 2 | 25 | Price | 0 | 2 | 25 | Price | 0 | 2 | 25 |  | Desired Max | Tsp (°C)
|  | ΔVf | 0 | Multiple | 1 | ΔVf | 0 | Multiple | 1 | ΔVf | 0 | Multiple | 1 |  |  | Tj (°C)
1 | 0.15 | #N/A | #N/A | #N/A | #N/A | #N/A | #N/A | #N/A | #N/A | #N/A | #N/A | #N/A | #N/A
2 | 0.2 | #N/A | #N/A | #N/A | #N/A | #N/A | #N/A | #N/A | #N/A | #N/A | #N/A | #N/A | #N/A
3 | 0.25 | #N/A | #N/A | #N/A | #N/A | #N/A | #N/A | #N/A | #N/A | #N/A | #N/A | #N/A | #N/A
4 | 0.3 | #N/A | #N/A | #N/A | #N/A | #N/A | #N/A | #N/A | #N/A | #N/A | #N/A | #N/A | #N/A
5 | 0.35 | #N/A | #N/A | #N/A | #N/A | #N/A | #N/A | #N/A | #N/A | #N/A | #N/A | #N/A | #N/A
6 | 0.4 | #N/A | #N/A | #N/A | #N/A | #N/A | #N/A | #N/A | #N/A | #N/A | #N/A | #N/A | #N/A
7 | 0.45 | #N/A | #N/A | #N/A | #N/A | #N/A | #N/A | #N/A | #N/A | #N/A | #N/A | #N/A | #N/A
8 | 0.5 | #N/A | #N/A | #N/A | #N/A | #N/A | #N/A | #N/A | #N/A | #N/A | #N/A | #N/A | #N/A
9 | 0.55 | #N/A | #N/A | #N/A | #N/A | #N/A | #N/A | #N/A | #N/A | #N/A | #N/A | #N/A | #N/A
10 | 0.6 | #N/A | #N/A | #N/A | #N/A | #N/A | #N/A | #N/A | #N/A | #N/A | #N/A | #N/A | #N/A
11 | 0.65 | #N/A | #N/A | #N/A | #N/A | #N/A | #N/A | #N/A | #N/A | #N/A | #N/A | #N/A | #N/A
12 | 0.7 | #N/A | #N/A | #N/A | #N/A | #N/A | #N/A | #N/A | #N/A | #N/A | #N/A | #N/A | #N/A
13 | 0.75 | #N/A | #N/A | #N/A | #N/A | #N/A | #N/A | #N/A | #N/A | #N/A | #N/A | #N/A | #N/A
14 | 0.8 | #N/A | #N/A | #N/A | #N/A | #N/A | #N/A | #N/A | #N/A | #N/A | #N/A | #N/A | #N/A
15 | 0.85 | #N/A | #N/A | #N/A | #N/A | #N/A | #N/A | #N/A | #N/A | #N/A | #N/A | #N/A | #N/A
16 | 0.9 | #N/A | #N/A | #N/A | #N/A | #N/A | #N/A | #N/A | #N/A | #N/A | #N/A | #N/A | #N/A
17 | 0.95 | #N/A | #N/A | #N/A | #N/A | #N/A | #N/A | #N/A | #N/A | #N/A | #N/A | #N/A | #N/A
18 | 1 | #N/A | #N/A | #N/A | #N/A | #N/A | #N/A | #N/A | #N/A | #N/A | #N/A | #N/A | #N/A
19 | 1.1 | #N/A | #N/A | #N/A | #N/A | #N/A | #N/A | #N/A | #N/A | #N/A | #N/A | #N/A | #N/A
20 | 1.2 | #N/A | #N/A | #N/A | #N/A | #N/A | #N/A | #N/A | #N/A | #N/A | #N/A | #N/A | #N/A
21 | 1.3 | #N/A | #N/A | #N/A | #N/A | #N/A | #N/A | #N/A | #N/A | #N/A | #N/A | #N/A | #N/A
22 | 1.4 | #N/A | #N/A | #N/A | #N/A | #N/A | #N/A | #N/A | #N/A | #N/A | #N/A | #N/A | #N/A
23 | 1.5 | #N/A | #N/A | #N/A | #N/A | #N/A | #N/A | #N/A | #N/A | #N/A | #N/A | #N/A | #N/A
24 | 1.6 | #N/A | #N/A | #N/A | #N/A | #N/A | #N/A | #N/A | #N/A | #N/A | #N/A | #N/A | #N/A
25 | 1.7 | #N/A | #N/A | #N/A | #N/A | #N/A | #N/A | #N/A | #N/A | #N/A | #N/A | #N/A | #N/A
26 | 1.8 | #N/A | #N/A | #N/A | #N/A | #N/A | #N/A | #N/A | #N/A | #N/A | #N/A | #N/A | #N/A
27 | 1.9 | #N/A | #N/A | #N/A | #N/A | #N/A | #N/A | #N/A | #N/A | #N/A | #N/A | #N/A | #N/A
28 | 2 | #N/A | #N/A | #N/A | #N/A | #N/A | #N/A | #N/A | #N/A | #N/A | #N/A | #N/A | #N/A
29 | 0 | #N/A | #N/A | #N/A | #N/A | #N/A | #N/A | #N/A | #N/A | #N/A | #N/A | #N/A | #N/A

## EXPORT Graph
Product Characterization Tool
|  |  | LED | Model | Flux | Temperature
|  |  | LED 1 |  |  | Tsp (ºC) = 25
|  |  | LED 2 |  |  | Tsp (ºC) = 25
|  |  | LED 3 |  |  | Tsp (ºC) = 25
System Parameters
y axis: | 5 | [5 empty] | Target Lumens | 1200
| 3 | [5 empty] | Optical Efficiency | 90%
[7 empty] | Electrical Efficiency | 100%
x axis:
Notes:
Copyright © 2009-2019 Cree, Inc. All rights reserved. The information in this document is subject to change without notice. Cree, the Cree logo and XLamp are registered trademarks of Cree, Inc. This document is provided for informational purposes only and is not a warranty or a specification. For product specifications, please see the data sheets available at www.cree.com.
This document is provided for informational purposes only and is not a warranty or a specification. Cree recommends validating the system results with real world prototyping.

## EXPORT Table
Product Characterization Tool
0
| System: | Target Lumens : |  |  | 1200 | Optical Efficiency: |  |  | 90% | Electrical Efficiency: |  |  | 100%
| Current (A) | LED 1 |  |  |  | LED 2 |  |  |  | LED 3
|  | Model | (none) |  |  | Model | (none) |  |  | Model | (none)
|  | Flux |  | Tsp (ºC) | 25 | Flux |  | Tsp (ºC) | 25 | Flux |  | Tsp (ºC) | 25
|  | Price | 0 |  |  | Price | 0 |  |  | Price | 0
| 0.15 | #N/A | #N/A | #N/A | #N/A | #N/A | #N/A | #N/A | #N/A | #N/A | #N/A | #N/A | #N/A
| 0.2 | #N/A | #N/A | #N/A | #N/A | #N/A | #N/A | #N/A | #N/A | #N/A | #N/A | #N/A | #N/A
| 0.25 | #N/A | #N/A | #N/A | #N/A | #N/A | #N/A | #N/A | #N/A | #N/A | #N/A | #N/A | #N/A
| 0.3 | #N/A | #N/A | #N/A | #N/A | #N/A | #N/A | #N/A | #N/A | #N/A | #N/A | #N/A | #N/A
| 0.35 | #N/A | #N/A | #N/A | #N/A | #N/A | #N/A | #N/A | #N/A | #N/A | #N/A | #N/A | #N/A
| 0.4 | #N/A | #N/A | #N/A | #N/A | #N/A | #N/A | #N/A | #N/A | #N/A | #N/A | #N/A | #N/A
| 0.45 | #N/A | #N/A | #N/A | #N/A | #N/A | #N/A | #N/A | #N/A | #N/A | #N/A | #N/A | #N/A
| 0.5 | #N/A | #N/A | #N/A | #N/A | #N/A | #N/A | #N/A | #N/A | #N/A | #N/A | #N/A | #N/A
| 0.55 | #N/A | #N/A | #N/A | #N/A | #N/A | #N/A | #N/A | #N/A | #N/A | #N/A | #N/A | #N/A
| 0.6 | #N/A | #N/A | #N/A | #N/A | #N/A | #N/A | #N/A | #N/A | #N/A | #N/A | #N/A | #N/A
| 0.65 | #N/A | #N/A | #N/A | #N/A | #N/A | #N/A | #N/A | #N/A | #N/A | #N/A | #N/A | #N/A
| 0.7 | #N/A | #N/A | #N/A | #N/A | #N/A | #N/A | #N/A | #N/A | #N/A | #N/A | #N/A | #N/A
| 0.75 | #N/A | #N/A | #N/A | #N/A | #N/A | #N/A | #N/A | #N/A | #N/A | #N/A | #N/A | #N/A
| 0.8 | #N/A | #N/A | #N/A | #N/A | #N/A | #N/A | #N/A | #N/A | #N/A | #N/A | #N/A | #N/A
| 0.85 | #N/A | #N/A | #N/A | #N/A | #N/A | #N/A | #N/A | #N/A | #N/A | #N/A | #N/A | #N/A
| 0.9 | #N/A | #N/A | #N/A | #N/A | #N/A | #N/A | #N/A | #N/A | #N/A | #N/A | #N/A | #N/A
| 0.95 | #N/A | #N/A | #N/A | #N/A | #N/A | #N/A | #N/A | #N/A | #N/A | #N/A | #N/A | #N/A
| 1 | #N/A | #N/A | #N/A | #N/A | #N/A | #N/A | #N/A | #N/A | #N/A | #N/A | #N/A | #N/A
| 1.1 | #N/A | #N/A | #N/A | #N/A | #N/A | #N/A | #N/A | #N/A | #N/A | #N/A | #N/A | #N/A
| 1.2 | #N/A | #N/A | #N/A | #N/A | #N/A | #N/A | #N/A | #N/A | #N/A | #N/A | #N/A | #N/A
| 1.3 | #N/A | #N/A | #N/A | #N/A | #N/A | #N/A | #N/A | #N/A | #N/A | #N/A | #N/A | #N/A
| 1.4 | #N/A | #N/A | #N/A | #N/A | #N/A | #N/A | #N/A | #N/A | #N/A | #N/A | #N/A | #N/A
| 1.5 | #N/A | #N/A | #N/A | #N/A | #N/A | #N/A | #N/A | #N/A | #N/A | #N/A | #N/A | #N/A
| 1.6 | #N/A | #N/A | #N/A | #N/A | #N/A | #N/A | #N/A | #N/A | #N/A | #N/A | #N/A | #N/A
| 1.7 | #N/A | #N/A | #N/A | #N/A | #N/A | #N/A | #N/A | #N/A | #N/A | #N/A | #N/A | #N/A
| 1.8 | #N/A | #N/A | #N/A | #N/A | #N/A | #N/A | #N/A | #N/A | #N/A | #N/A | #N/A | #N/A
| 1.9 | #N/A | #N/A | #N/A | #N/A | #N/A | #N/A | #N/A | #N/A | #N/A | #N/A | #N/A | #N/A
| 2 | #N/A | #N/A | #N/A | #N/A | #N/A | #N/A | #N/A | #N/A | #N/A | #N/A | #N/A | #N/A
| 0 | #N/A | #N/A | #N/A | #N/A | #N/A | #N/A | #N/A | #N/A | #N/A | #N/A | #N/A | #N/A
Copyright © 2009-2019 Cree, Inc. All rights reserved. The information in this document is subject to change without notice. Cree, the Cree logo and XLamp are registered trademarks of Cree, Inc. This document is provided for informational purposes only and is not a warranty or a specification. For product specifications, please see the data sheets available at www.cree.com.
This document is provided for informational purposes only and is not a warranty or a specification. Cree recommends validating the system results with real world prototyping.

## SYSTEM
LED System Cost Analysis
| (none) |  |  |  |  | (none) |  |  |  | (none)
LED Info | Model |  |  |  |  | Model |  |  |  | Model | 1
| Flux |  |  | 0 |  | Flux |  |  | 0 | Flux | 1 |  | 0
| CCT |  |  |  |  | CCT |  |  |  | CCT
| CRI |  |  |  |  | CRI |  |  |  | CRI
| # LEDs |  |  | 1 |  | # LEDs |  |  | 1 | # LEDs |  |  | 1
| Current (mA) | Range: 0-0 |  | 0 |  | Current (mA) | Range: 0-0 |  | 0 | Current (mA) | Range: 0-0 |  | 0
| Tsp/Tc (°C) |  |  | 85 |  | Tsp/Tc (°C) |  |  | 85 | Tsp/Tc (°C) |  |  | 85
System Info | Optical Efficiency |  |  | 85% |  | Optical Efficiency |  |  | 85% | Optical Efficiency |  |  | 85%
| Electrical Efficiency |  |  | 85% |  | Electrical Efficiency |  |  | 85% | Electrical Efficiency |  |  | 85%
System Performance | Light Output (lm) |  |  | 0 |  | Light Output (lm) |  |  | 0 | Light Output (lm) |  |  | 0
| Input Power (W) |  |  | 0 |  | Input Power (W) |  |  | 0 | Input Power (W) |  |  | 0
| Efficacy (lm/W) |  |  | 0 |  | Efficacy (lm/W) |  |  | 0 | Efficacy (lm/W) |  |  | 0
Cost Analysis | Description | # Units | $/Unit | Total $ |  | Description | # Units | $/Unit | Total $ | Description | # Units | $/Unit | Total $
LEDs |  | 1 | 0 | 0 |  |  | 1 | 0 | 0 |  | 1 | 0 | 0
Driver |  |  | 0 | 0 |  |  |  | 0 | 0 |  |  | 0 | 0
Thermal |  |  | 0 | 0 |  |  |  | 0 | 0 |  |  | 0 | 0
Optic |  |  | 0 | 0 |  |  |  | 0 | 0 |  |  | 0 | 0
PCB / Holder |  |  | 0 | 0 |  |  |  | 0 | 0 |  |  | 0 | 0
LED Placements |  |  | 0 | 0 |  |  |  | 0 | 0 |  |  | 0 | 0
TIM |  |  | 0 | 0 |  |  |  | 0 | 0 |  |  | 0 | 0
Labor & Other |  |  |  | 0 |  |  |  |  | 0 |  |  |  | 0
TOTAL |  |  |  | 0 |  |  |  |  | 0 |  |  |  | 0
[6 empty] | Total BOM Difference vs (none) |  |  | #DIV/0! | Total BOM Difference vs (none) |  |  | #DIV/0!
[6 empty] | Non-LED BOM Difference vs (none) |  |  | #DIV/0! | Non-LED BOM Difference vs (none) |  |  | #DIV/0!
| (none) | (none) | (none) |  |  | (none) | (none) | (none)
LEDs | 0 | 0 | 0 |  | lm | 0 | 0 | 0
Driver | 0 | 0 | 0 |  | lm | 0 | 0 | 0
Thermal | 0 | 0 | 0 |  | $ | 0 | 0 | 0
Optic | 0 | 0 | 0 |  | $ | #N/A | #N/A | #N/A
PCB / Holder | 0 | 0 | 0 |  | lpw | 0 | 0 | 0
LED Placements | 0 | 0 | 0
TIM | 0 | 0 | 0
Labor & Other | 0 | 0 | 0
Copyright © 2009-2019 Cree, Inc. All rights reserved. The information in this document is subject to change without notice. Cree, the Cree logo and XLamp are registered trademarks of Cree, Inc. This document is provided for informational purposes only and is not a warranty or a specification. For product specifications, please see the data sheets available at www.cree.com.

## Useful Calcs
Unit Conversions
Board Diameter | 5 | --> | Board Area | 20
Square inches (in^2) | 5 | --> | Square miilimeters (mm^2) | 3226
Square inches (in^2) | 5 | --> | Square centimeters (cm^2) | 32
$/in^2 | 0.18 | --> | $/cm^2 | 0.0279
Square miilimeters (mm^2) | 32258 | --> | Square inches (in^2) | 50
Square centimeters (cm^2) | 32 | --> | Square inches (in^2) | 5
$/cm^2 | 0.028 | --> | $/in^2 | 0.18064
US pound (lb) | 1 | --> | Kilogram (kg) | 0.45359
$/lb | 0.86 | --> | $/kg | 1.896
Kilogram (kg) | 1 | --> | US pound (lb) | 2.2046
$/kg | 1.9 | --> | $/lb | 0.86182
Relative Thermal Calculation
Initial Tsp (°C) | 55 | --> | New Tsp (°C) | 85
|  | --> | New Relative Thermal | 54.06%

## SysCalc (hidden)
Index | LED1 |  |  |  | LED2 |  |  |  | LED3 |  |  |  | LED1 |  |  | LED2 |  |  | LED3 |  |  |  |  | Calculated Values
0 | Bin | Flux | Bin | Flux | Bin | Flux | Bin | Flux | Bin | Flux | Bin | Flux | [10 empty] | Current | Vf | %LF | # of LEDs | SYS Power | SYS lm total | SYS lm/W | Tj (ºC) | Tsp (ºC) | Power for Temperature Calculations | LF degradation factor due to temperature | Lumens (not rounded) | Voltage (not rounded)
1 | 0 | 0 |  |  | 0 | 0 |  |  | 0 | 0 |  |  | Model | 1 |  | Model | 1 |  | Model | 1 |  | LED 1 | 0 | 0 | 0 | 1 | 0 | 0 | 0 | 85 | 85 | 0 | 1 | 0 | 0
2 | 0 | 0 |  |  | 0 | 0 |  |  | 0 | 0 |  |  | Flux Bin | 1 |  | Flux Bin | 1 |  | Flux Bin | 1 |  | LED 2 | 0 | 0 | 0 | 1 | 0 | 0 | 0 | 85 | 85 | 0 | 1 | 0 | 0
3 | 0 | 0 |  |  | 0 | 0 |  |  | 0 | 0 |  |  | Flux | 0 |  | Flux | 0 |  | Flux | 0 |  | LED 3 | 0 | 0 | 0 | 1 | 0 | 0 | 0 | 85 | 85 | 0 | 1 | 0 | 0
4 | 0 | 0 |  |  | 0 | 0 |  |  | 0 | 0 |  |  | Current min | 0 |  | Current min | 0 |  | Current min | 0
5 | 0 | 0 |  |  | 0 | 0 |  |  | 0 | 0 |  |  | Current max | 0 |  | Current max | 0 |  | Current max | 0
6 | 0 | 0 |  |  | 0 | 0 |  |  | 0 | 0
7 | 0 | 0 |  |  | 0 | 0 |  |  | 0 | 0
8 | 0 | 0 |  |  | 0 | 0 |  |  | 0 | 0
9 | 0 | 0 |  |  | 0 | 0 |  |  | 0 | 0
10 | 0 | 0 |  |  | 0 | 0 |  |  | 0 | 0
11 | 0 | 0 |  |  | 0 | 0 |  |  | 0 | 0
12 | 0 | 0 |  |  | 0 | 0 |  |  | 0 | 0
13 | 0 | 0 |  |  | 0 | 0 |  |  | 0 | 0
14 | 0 | 0 |  |  | 0 | 0 |  |  | 0 | 0
15 | 0 | 0 |  |  | 0 | 0 |  |  | 0 | 0 |  |  | Values from MODELS database |  |  | Values from MODELS database |  |  | Values from MODELS database
16 | 0 | 0 |  |  | 0 | 0 |  |  | 0 | 0 |  |  | Current |  |  | Current |  |  | Current
17 | 0 | 0 |  |  | 0 | 0 |  |  | 0 | 0 |  |  | Min | 0 | 1 | Min | 0 | 1 | Min | 0 | 1
18 | 0 | 0 |  |  | 0 | 0 |  |  | 0 | 0 |  |  | Max | 0 | 2 | Max | 0 | 2 | Max | 0 | 2
19 | 0 | 0 |  |  | 0 | 0 |  |  | 0 | 0 |  |  | %LF |  |  | %LF |  |  | %LF
20 | 0 | 0 |  |  | 0 | 0 |  |  | 0 | 0 |  |  | x^3 | 0 | 3 | x^3 | 0 | 3 | x^3 | 0 | 3
21 | 0 | 0 |  |  | 0 | 0 |  |  | 0 | 0 |  |  | x^2 | 0 | 4 | x^2 | 0 | 4 | x^2 | 0 | 4
22 | 0 | 0 |  |  | 0 | 0 |  |  | 0 | 0 |  |  | x | 0 | 5 | x | 0 | 5 | x | 0 | 5
23 | 0 | 0 |  |  | 0 | 0 |  |  | 0 | 0 |  |  | a | 0 | 6 | a | 0 | 6 | a | 0 | 6
24 | 0 | 0 |  |  | 0 | 0 |  |  | 0 | 0 |  |  | Vf |  |  | Vf |  |  | Vf
25 | 0 | 0 |  |  | 0 | 0 |  |  | 0 | 0 |  |  | x^3 | 0 | 7 | x^3 | 0 | 7 | x^3 | 0 | 7
26 | 0 | 0 |  |  | 0 | 0 |  |  | 0 | 0 |  |  | x^2 | 0 | 8 | x^2 | 0 | 8 | x^2 | 0 | 8
27 | 0 | 0 |  |  | 0 | 0 |  |  | 0 | 0 |  |  | x | 0 | 9 | x | 0 | 9 | x | 0 | 9
28 | 0 | 0 |  |  | 0 | 0 |  |  | 0 | 0 |  |  | a | 0 | 10 | a | 0 | 10 | a | 0 | 10
29 | 0 | 0 |  |  | 0 | 0 |  |  | 0 | 0 |  |  | Thermal |  |  | Thermal |  |  | Thermal
30 | 0 | 0 |  |  | 0 | 0 |  |  | 0 | 0 |  |  | %LF vs Tj Slope | 0 | 11 | %LF vs Tj Slope | 0 | 11 | %LF vs Tj Slope | 0 | 11
31 | 0 | 0 |  |  | 0 | 0 |  |  | 0 | 0 |  |  | Tj @ 100% LF | 0 | 12 | Tj @ 100% LF | 0 | 12 | Tj @ 100% LF | 0 | 12
32 | 0 | 0 |  |  | 0 | 0 |  |  | 0 | 0 |  |  | Temp Coeff of V | 0 | 13 | Temp Coeff of V | 0 | 13 | Temp Coeff of V | 0 | 13
33 | 0 | 0 |  |  | 0 | 0 |  |  | 0 | 0 |  |  | Thermal Resistance | 0 | 14 | Thermal Resistance | 0 | 14 | Thermal Resistance | 0 | 14
34 | 0 | 0 |  |  | 0 | 0 |  |  | 0 | 0
35 | 0 | 0 |  |  | 0 | 0 |  |  | 0 | 0
36 | 0 | 0 |  |  | 0 | 0 |  |  | 0 | 0
37 | 0 | 0 |  |  | 0 | 0 |  |  | 0 | 0
38 | 0 | 0 |  |  | 0 | 0 |  |  | 0 | 0
39 | 0 | 0 |  |  | 0 | 0 |  |  | 0 | 0
40 | 0 | 0 |  |  | 0 | 0 |  |  | 0 | 0
41 | 0 | 0 |  |  | 0 | 0 |  |  | 0 | 0
42 | 0 | 0 |  |  | 0 | 0 |  |  | 0 | 0
43 | 0 | 0 |  |  | 0 | 0 |  |  | 0 | 0
44 | 0 | 0 |  |  | 0 | 0 |  |  | 0 | 0
45 | 0 | 0 |  |  | 0 | 0 |  |  | 0 | 0

## PREFERENCES
PREFERENCES
Decimal Places
| Voltage | 3 | 2
| Power | 5 | 4
| Flux | 2 | 1
| Efficacy | 3 | 2
| lm/$ | 2 | 1
| $/lm | 4 | 3
| ¢/lm | 3 | 2

## Manual
LED Inputs | [6 empty] | System Inputs
LED Model | [6 empty] | Target Lumens | 1200 | [14 empty] | Index | LED1
Flux |  |  | Manual Flux Value: |  |  |  | Optical Efficiency | 90% | [14 empty] | 0 | Bin | Flux | Bin | Flux
Valid Current Range | 0-0 |  | LED Price | 0 |  |  | Electrical Efficiency | 100%
Inputs |  | LED Calculations |  |  |  |  | System Calculations | [10 empty] | Calculated Values |  |  |  |  | 1 | 0 | 0
Tsp (ºC) | Current (A) | Voltage (V) | Power (W) | Flux (lm) | Efficacy (lm/W) | Tj (ºC) | # of LEDs | Power (W) | Flux (lm) | Efficacy (lm/W) | Total LED Spend | Tj (ºC) Calc | SYS lm per LED | Power for Temperature Calculations | LF degradation factor due to temperature | Lumens (not rounded) | Voltage (not rounded) | Vf | %LF |  |  |  | 2 | 0 | 0
25 | 0.35 | #N/A | #N/A | #N/A | #N/A | #N/A | #N/A | #N/A | #N/A | #N/A | #N/A | #N/A | #N/A | 0 | #N/A | #N/A | #N/A | 0 | 0 | Model | 1 |  | 3 | 0 | 0
55 | 0.35 | #N/A | #N/A | #N/A | #N/A | #N/A | #N/A | #N/A | #N/A | #N/A | #N/A | #N/A | #N/A | 0 | #N/A | #N/A | #N/A | 0 | 0 | Flux Bin | 1 |  | 4 | 0 | 0
85 | 0.35 | #N/A | #N/A | #N/A | #N/A | #N/A | #N/A | #N/A | #N/A | #N/A | #N/A | #N/A | #N/A | 0 | #N/A | #N/A | #N/A | 0 | 0 | Flux | 0 |  | 5 | 0 | 0
105 | 0.35 | #N/A | #N/A | #N/A | #N/A | #N/A | #N/A | #N/A | #N/A | #N/A | #N/A | #N/A | #N/A | 0 | #N/A | #N/A | #N/A | 0 | 0 | Price | 0 |  | 6 | 0 | 0
[20 empty] | Multiple | 1 |  | 7 | 0 | 0
[20 empty] | T Type | 2 |  | 8 | 0 | 0
[20 empty] | T Value | 25 |  | 9 | 0 | 0
[23 empty] | 10 | 0 | 0
[23 empty] | 11 | 0 | 0
[23 empty] | 12 | 0 | 0
[23 empty] | 13 | 0 | 0
[23 empty] | 14 | 0 | 0
[23 empty] | 15 | 0 | 0
[20 empty] | DeltaVf | 0 |  | 16 | 0 | 0
[20 empty] | Values from MODELS database |  |  | 17 | 0 | 0
[20 empty] | Current |  |  | 18 | 0 | 0
[20 empty] | Min | 0 | 1 | 19 | 0 | 0
[20 empty] | Max | 0 | 2 | 20 | 0 | 0
[20 empty] | %LF |  |  | 21 | 0 | 0
[20 empty] | x^3 | 0 | 3 | 22 | 0 | 0
[20 empty] | x^2 | 0 | 4 | 23 | 0 | 0
[20 empty] | x | 0 | 5 | 24 | 0 | 0
[20 empty] | a | 0 | 6 | 25 | 0 | 0
[20 empty] | Vf |  |  | 26 | 0 | 0
[20 empty] | x^3 | 0 | 7 | 27 | 0 | 0
[20 empty] | x^2 | 0 | 8 | 28 | 0 | 0
[20 empty] | x | 0 | 9 | 29 | 0 | 0
[20 empty] | a | 0 | 10 | 30 | 0 | 0
[20 empty] | Thermal |  |  | 31 | 0 | 0
[20 empty] | %LF vs Tj Slope | 0 | 11 | 32 | 0 | 0
[20 empty] | Tj @ 100% LF | 0 | 12 | 33 | 0 | 0
[20 empty] | Temp Coeff of V | 0 | 13 | 34 | 0 | 0
[20 empty] | Thermal Resistance | 0 | 14 | 35 | 0 | 0
[23 empty] | 36 | 0 | 0
[23 empty] | 37 | 0 | 0
[23 empty] | 38 | 0 | 0
[20 empty] | Thermal Mode | 2 |  | 39 | 0 | 0
[21 empty] | Tj (ºC) |  | 40 | 0 | 0
[21 empty] | Tsp (ºC) |  | 41 | 0 | 0
[23 empty] | 42 | 0 | 0
[23 empty] | 43 | 0 | 0
[23 empty] | 44 | 0 | 0
[23 empty] | 45 | 0 | 0

## Thermal Help
PCT has new thermal calculation capabilities!
New Compare Variables:
Tj (°C) : Junction temperature for the specified current
Tsp (°C) : Solder point temperature for the specified current
Max HS Rth : Maximum heat sink thermal resistance required
Min HS in²/in : Minimum heat sink area required, in square inches per extruded inch*
Min HS mm²/mm : Minimum heat sink area required, in square millimeters per extruded mm*
* Example: Min HS in²/in returns a value of 15. This means 1 inch of a 15 in² extrusion, or 3 inches of a 5 in² extrusion, or 5 inches of a 3 in² extrusion.
Thermal Simulation Modes (And How To Tell What Mode You Are In):
Mode 1: Set junction temperature (Tj) directly with the LED model
Mode 1 has been available in previous versions of PCT.
Mode 2: Set solder point temperature (Tsp) directly with the LED model
Mode 2 has been available in previous versions of PCT.
Mode 3: Set ambient temperature (Ta) and thermal system parameters in the Thermal section
Mode 3 uses a resistor network model for estimating Tsp and Tj, as illustrated to the right. The user must provide thermal resistance values for the heat sink, the PCB-to-heat sink interface (usually the thermal interface material, or TIM), and the PCB itself.
Mode 4: Estimate the heat sink requirements to achieve the stated maximum Tsp with a given Ta
Mode 4 provides the maximum thermal resistance or minimum heat sink surface area to achieve the stated maximum Tsp. The LEDs are modeled using the provided Tsp value. The power used for this calculation is LED electrical power and does not take into account the drop in thermal power due to the emission of photons.
Mode 5: Estimate the heat sink requirements to achieve the stated maximum Tj with a given Ta
Mode 5 provides the maximum thermal resistance or minimum heat sink surface area to achieve the stated maximum Tj. The LEDs are modeled using the provided Tj value. The power used for this calculation is LED electrical power and does not take into account the drop in thermal power due to the emission of photons.
Set these to "Tj"
Clear the contents of these boxes
Set these to "Tsp"
Clear the contents of these boxes
Note: These values are ignored
Enter ambient temperature
Set appropriate thermal resistance values
Clear the contents of these boxes
IMPORTANT NOTE:
You will get incorrect results for Modes 3, 4 & 5 if you do not set the "LED Multiple" variable to the correct value!
This value is not set automatically by the "SYS # LED" parameter calculated by PCT.
SUGGESTED THERMAL DESIGN PROCESS:
Phase 1: Use the System parameters to estimate the correct number of LEDs, based on an estimate of Tj or Tsp, using Thermal Modes 1 or 2.
Phase 2: Set System Target Lumens to 1 and the LED Multiple parameter to the estimated number of LEDs to estimate the thermal design using Thermal Modes 3, 4 or 5.
Note: All values in the blackened boxes are ignored.
Enter ambient temperature
Enter the maximum desired solder-point temperature
Note: All values in the blackened boxes are ignored.
Enter ambient temperature
Enter the maximum desired junction temperature
NOTE: The minimum heat sink area calculation was derived from data from a number of extruded heat sinks with flat fin type structure.
Source: "Physical constraints on the performance of LED lamp replacements for A-19, PAR-38 and MR-16 configurations", by: John W. Curran, LED Transformations, LLC
Original Source: Aavid Thermalloy data sheets, various extruded heat sink models
NOTE: THIS HAS NOT BEEN INDEPENDENTLY VERIFIED BY CREE, BUT CAME FROM ABOVE REFERENCED PAPER
IMPORTANT NOTE:
You will get incorrect results for Modes 3, 4 & 5 if you do not set the "LED Multiple" variable to the correct value!
This value is not set automatically by the "SYS # LED" parameter calculated by PCT.

## LicenseAgreement
Cree® Product Characterization Tool (PCT)
SOFTWARE LICENSE AGREEMENT
Cree, Inc., (“Cree”) grants to you a nonexclusive license to use this software in accordance with this agreement and applicable law. The term “you” means you personally, unless you are downloading this software as representative of an organization, in which case “you” means that organization.
The term “software” refers to all of the materials provided in this download, and may consist of executable code, scripts, Excel worksheets, documentation in pdf format, or other items.
This software is provided without charge. You are solely responsible for paying any taxes or other governmental charges that may result from your acceptance of this license or download or use of this software.
You may use this software solely for your own internal use, and you may make as many copies as are reasonably necessary for such use. You may not modify this software or incorporate it into any other software or electronic or printed material. You may not translate this software or reverse engineer any compiled code, except to the extent allowed by applicable law.
You may not distribute this software or make it available for use by others through a website or other means. You may not transfer, assign, or sublicense any of your rights under this agreement.
This software is protected by copyright law. Cree and/or its licensors retain all right, title and interest in the copyright to this software, subject to the express terms of this agreement.
This software is provided AS IS, without express or implied warranty of any kind. CREE EXPRESSLY DISCLAIMS ANY WARRANTIES OF NONINFRINGEMENT OR IMPLIED WARRANTIES OF MERCHANTABILITY OR FITNESS FOR ANY PARTICULAR PURPOSE. For avoidance of doubt, this software is not intended for consumer use.
Cree may, at its sole discretion, respond to inquiries concerning use and operation of this software, or from time to time provide modifications to this software. Cree has no obligation, however, to provide any assistance, support, corrections, updates, or new versions relating to this software.
NEITHER CREE NOR ITS LICENSORS, IF ANY, SHALL HAVE ANY LIABILITY FOR ANY ACTUAL, CONSEQUENTIAL, INCIDENTAL, SPECIAL, INDIRECT, OR OTHER DAMAGES ARISING OUT OF THE USE OR LICENSE OF THIS SOFTWARE, AND YOU ASSUME ALL RISK RELATING TO USE OF THIS SOFTWARE REGARDLESS OF THE THEORY OF LIABILITY (INCLUDING NEGLIGENCE AND STRICT LIABILITY). This limitation upon liability applies without regard to whether other provisions of this agreement have been breached or have proven ineffective.
Cree is headquartered in, and manages its websites from, the State of North Carolina in the United States of America. This Agreement shall be governed by and construed in accordance with the laws of the State of North Carolina and the laws of the United States of America prevailing in such State, without regard to conflicts of laws provisions.
This Agreement sets forth the entire agreement and understanding between you and Cree concerning the software. No modification to the terms of this agreement will be binding unless in writing and signed by both you and Cree. Failure to insist upon strict compliance with any provision of this agreement shall not be deemed a waiver of that provision. If any of the terms of this agreement are or become or are declared to be invalid or void by any court or tribunal of competent jurisdiction, such term or terms shall be null and void and shall be deemed severed from this agreement and all the remaining terms of this agreement shall remain in full force and effect.

## Models (hidden)
[6 empty] | Currents |  | %LF Polynomial Fit |  |  |  | Vf Polynomial Fit |  |  |  | Thermal Parameters |  |  |  | Flux Bins
Model | Descriptive Color | Product Family | Series | Voltage Class | Cree Product? | Min | Max | x^3 | x^2 | x | a | x^3 | x^2 | x | a | %LF vs Tj Slope | Tj @ 100% LF | Temp Coeff of V | Thermal Resistance
(none) |  |  |  |  | 1
1
--- WHITE --- |  |  |  |  | 1
1
Cree JB2016 3V G1 *NFND* {W} | White |  |  |  | 1 | 0.02 | 0.12 | 41.6863 | -35.0177 | 18.6575 | -0.002388 | 44.156 | -18.4542 | 5.4381 | 2.6306 | -0.0021306 | 25 | -0.00115 | 32 | 6500K 70CRI typ | 6500K 80CRI typ | 6500K 90CRI typ | 5700K 70CRI typ | 5700K 80CRI typ | 5700K 90CRI typ | 5000K 70CRI typ | 5000K 80CRI typ | 5000K 90CRI typ | 4500K 70CRI typ | 4500K 80CRI typ | 4500K 90CRI typ | 4000K 70CRI typ | 4000K 80CRI typ | 4000K 90CRI typ | 3500K 70CRI typ | 3500K 80CRI typ | 3500K 90CRI typ | 3000K 70CRI typ | 3000K 80CRI typ | 3000K 90CRI typ | 2700K 70CRI typ | 2700K 80CRI typ | 2700K 90CRI typ | B3 | B4 | B5 | C2 | C3 | C4 | C5 | D2 | D3 | D4 | D5 | E2 | E3
[5 empty] | 1 | [14 empty] | 26.5 | 25.5 | 21.5 | 26.5 | 25.5 | 21.5 | 26.5 | 25.5 | 21.5 | 26.5 | 25.5 | 21.5 | 26.5 | 25.5 | 21.5 | 25.5 | 24.5 | 21 | 25 | 24 | 20.5 | 24 | 23 | 19.5 | 14 | 16 | 18 | 20 | 22 | 24 | 26 | 28 | 30 | 32 | 34 | 36 | 38
Cree JB2016 3V G2 (P) {W} | White |  |  |  | 1 | 0.01 | 0.12 | 33.1221 | -32.1125 | 18.4478 | 0.0015854 | 112.1685 | -32.3895 | 8.5138 | 2.5815 | -0.0018195 | 25 | -0.0011 | 34 | ≥4000K 80CRI typ | ≥4000K 90CRI typ | ≥4000K 95CRI typ | 3500K 80CRI typ | 3500K 90CRI typ | 3500K 95CRI typ | 3000K 80CRI typ | 3000K 90CRI typ | 3000K 95CRI typ | 2700K 80CRI typ | 2700K 90CRI typ | 2700K 95CRI typ | 2200K 80CRI typ | 2200K 90CRI typ | B4 | B5 | C2 | C3 | C4 | C5 | D2 | D3
[5 empty] | 1 | [14 empty] | 27.8 | 24 | 21 | 27 | 23.5 | 20.5 | 26.5 | 23 | 20 | 25.5 | 21.5 | 19 | 23.5 | 20.5 | 16 | 18 | 20 | 22 | 24 | 26 | 28 | 30
Cree JE2835 3V Value *NFND* {W} | White |  |  |  | 1 | 0.02 | 0.2 | 5.8317 | -9.2684 | 7.9303 | -0.00068933 | 17.2039 | -9.9877 | 4.8842 | 2.584 | -0.0022273 | 25 | -0.00115 | 32 | 6500K 70CRI typ | 6500K 80CRI typ | 6500K 90CRI typ | 5700K 70CRI typ | 5700K 80CRI typ | 5700K 90CRI typ | 5000K 70CRI typ | 5000K 80CRI typ | 5000K 90CRI typ | 4500K 70CRI typ | 4500K 80CRI typ | 4500K 90CRI typ | 4000K 70CRI typ | 4000K 80CRI typ | 4000K 90CRI typ | 3500K 70CRI typ | 3500K 80CRI typ | 3500K 90CRI typ | 3000K 70CRI typ | 3000K 80CRI typ | 3000K 90CRI typ | 2700K 70CRI typ | 2700K 80CRI typ | 2700K 90CRI typ | F6 | F7 | F8 | F9 | G6 | G7 | G8 | G9 | H6 | H7 | H8 | H9 | K6 | K7 | K8 | K9
[5 empty] | 1 | [14 empty] | 70.5 | 68 | 58 | 70.5 | 68 | 58 | 70.5 | 68 | 58 | 70.5 | 68 | 58 | 70.5 | 68 | 58 | 68.5 | 66 | 58.5 | 67 | 65 | 55 | 64 | 62 | 52.5 | 48 | 51 | 54 | 57 | 60 | 63 | 66 | 69 | 72 | 75 | 78 | 81 | 84 | 87 | 90 | 93
Cree JE2835 3V Standard *NFND* {W} | White |  |  |  | 1 | 0.02 | 0.24 | 0.81013 | -4.7022 | 7.3666 | -0.001931 | 12.6143 | -7.3289 | 3.9478 | 2.5302 | -0.0021672 | 25 | -0.0009 | 20 | 6500K 70CRI typ | 6500K 80CRI typ | 6500K 90CRI typ | 5700K 70CRI typ | 5700K 80CRI typ | 5700K 90CRI typ | 5000K 70CRI typ | 5000K 80CRI typ | 5000K 90CRI typ | 4500K 70CRI typ | 4500K 80CRI typ | 4500K 90CRI typ | 4000K 70CRI typ | 4000K 80CRI typ | 4000K 90CRI typ | 4000K 95CRI typ | 3500K 70CRI typ | 3500K 80CRI typ | 3500K 90CRI typ | 3500K 95CRI typ | 3000K 70CRI typ | 3000K 80CRI typ | 3000K 90CRI typ | 3000K 95CRI typ | 2700K 70CRI typ | 2700K 80CRI typ | 2700K 90CRI typ | 2700K 95CRI typ | F6 | F7 | F8 | F9 | G6 | G7 | G8 | G9 | H6 | H7 | H8 | H9 | K6 | K7
[5 empty] | 1 | [14 empty] | 80 | 76 | 64 | 80 | 76 | 64 | 80 | 76 | 64 | 80 | 76 | 64 | 80 | 76 | 64 | 60 | 78 | 74 | 62 | 60 | 76 | 72 | 60 | 55 | 73 | 69 | 57 | 50 | 48 | 51 | 54 | 57 | 60 | 63 | 66 | 69 | 72 | 75 | 78 | 81 | 84 | 87
Cree JB2835 3V Value (W) {W} | White |  |  |  | 1 | 0.02 | 0.15 | 22.4238 | -27.484 | 18.1485 | 0.0051897 | 28.9451 | -14.7697 | 5.5939 | 2.6613 | -0.0018067 | 25 | -0.0013 | 30 | ≥4000K 80CRI typ | ≥4000K 90CRI typ | 3500K 80CRI typ | 3500K 90CRI typ | 3000K 80CRI typ | 3000K 90CRI typ | 2700K 80CRI typ | 2700K 90CRI typ | 2200K 80CRI typ | 2200K 90CRI typ | B9 | C6 | C7 | C8 | C9 | D6 | D7 | D8
[5 empty] | 1 | [14 empty] | 29.7 | 25.5 | 29.2 | 24.5 | 29 | 24 | 26.8 | 22.7 | 23.5 | 20 | 17 | 19 | 21 | 23 | 25 | 27 | 29 | 31
Cree JE2835 3V Standard (R) {W} | White |  |  |  | 1 | 0.02 | 0.24 | 2.3619 | -5.6749 | 7.4431 | 0.0032423 | 11.9856 | -7.255 | 3.0239 | 2.6192 | -0.0018124 | 25 | -0.0014 | 20 | ≥4000K 70CRI typ | ≥4000K 80CRI typ | ≥4000K 90CRI typ | 3500K 70CRI typ | 3500K 80CRI typ | 3500K 90CRI typ | 3000K 70CRI typ | 3000K 80CRI typ | 3000K 90CRI typ | 2700K 70CRI typ | 2700K 80CRI typ | 2700K 90CRI typ | 2200K 80CRI typ | 2200K 90CRI typ | E9 | F6 | F7 | F8 | F9 | G6 | G7 | G8 | G9 | H6 | H7 | H8 | H9
[5 empty] | 1 | [14 empty] | 74 | 72 | 61.5 | 72 | 71.5 | 58.5 | 70 | 69.5 | 56.5 | 67 | 66.5 | 55 | 57.5 | 48.5 | 45 | 48 | 51 | 54 | 57 | 60 | 63 | 66 | 69 | 72 | 75 | 78 | 81
Cree JE2835B 3V Standard (P) {W} | White |  |  |  | 1 | 0.02 | 0.24 | 2.6735 | -5.5441 | 7.4333 | 0.0007286 | 11.1357 | -6.672 | 3.4364 | 2.5971 | -0.0017415 | 25 | -0.001 | 23 | ≥4000K 70CRI typ | ≥4000K 80CRI typ | ≥4000K 90CRI typ | ≥4000K 95CRI typ | 3500K 70CRI typ | 3500K 80CRI typ | 3500K 90CRI typ | 3500K 95CRI typ | 3000K 70CRI typ | 3000K 80CRI typ | 3000K 90CRI typ | 3000K 95CRI typ | 2700K 70CRI typ | 2700K 80CRI typ | 2700K 90CRI typ | 2700K 95CRI typ | F6 | F7 | F8 | F9 | G6 | G7 | G8 | G9 | H6 | H7 | H8
[5 empty] | 1 | [14 empty] | 80 | 76 | 64 | 57 | 78 | 74 | 62 | 55.5 | 76 | 72 | 60 | 54 | 73 | 69 | 57 | 51 | 48 | 51 | 54 | 57 | 60 | 63 | 66 | 69 | 72 | 75 | 78
Cree JK2835B 6V Value (W) {W} | White |  |  |  | 1 | 0.02 | 0.2 | 0.13319 | -7.0305 | 7.6888 | 0.0044196 | 28.4445 | -20.4383 | 10.1522 | 5.191 | -0.0021438 | 25 | -0.0033 | 20 | ≥4000K 70CRI typ | ≥4000K 80CRI typ | ≥4000K 90CRI typ | 3500K 70CRI typ | 3500K 80CRI typ | 3500K 90CRI typ | 3000K 70CRI typ | 3000K 80CRI typ | 3000K 90CRI typ | 2700K 70CRI typ | 2700K 80CRI typ | 2700K 90CRI typ | J2 | J4 | K2 | K4 | L2 | L4 | M2 | M4 | N2 | N4 | P2 | P4 | Q2 | Q4
[5 empty] | 1 | [14 empty] | 143 | 137 | 118 | 139 | 133 | 113 | 136 | 131 | 111 | 130 | 125 | 107 | 100 | 105 | 110 | 115 | 120 | 125 | 130 | 135 | 140 | 145 | 150 | 155 | 160 | 165
Cree JK2835 6V Standard (P) {W} | White |  |  |  | 1 | 0.02 | 0.2 | 3.5174 | -5.9995 | 7.4982 | -0.0016154 | 29.2733 | -15.6891 | 7.9674 | 5.0591 | -0.002259 | 25 | -0.0017 | 11 | 6500K 70CRI typ | 6500K 80CRI typ | 6500K 90CRI typ | 5700K 70CRI typ | 5700K 80CRI typ | 5700K 90CRI typ | 5000K 70CRI typ | 5000K 80CRI typ | 5000K 90CRI typ | 4500K 70CRI typ | 4500K 80CRI typ | 4500K 90CRI typ | 4000K 70CRI typ | 4000K 80CRI typ | 4000K 90CRI typ | 3500K 70CRI typ | 3500K 80CRI typ | 3500K 90CRI typ | 3000K 70CRI typ | 3000K 80CRI typ | 3000K 90CRI typ | 2700K 70CRI typ | 2700K 80CRI typ | 2700K 90CRI typ | J2 | J4 | K2 | K4 | L2 | L4 | M2 | M4 | N2 | N4 | P2 | P4 | Q2 | Q4
[5 empty] | 1 | [14 empty] | 156 | 151 | 128 | 156 | 151 | 128 | 156 | 151 | 128 | 156 | 151 | 128 | 156 | 151 | 128 | 152 | 147 | 124 | 148 | 143 | 121 | 142 | 137 | 116 | 100 | 105 | 110 | 115 | 120 | 125 | 130 | 135 | 140 | 145 | 150 | 155 | 160 | 165
Cree JK2835 9V Value *NFND* {W} | White |  |  |  | 1 | 0.01 | 0.12 | 27.1119 | -24.2501 | 12.1474 | 0.00064568 | 233.8416 | -84.1005 | 18.1784 | 7.7893 | -0.0024673 | 25 | -0.0041 | 15 | 6500K 70CRI typ | 6500K 80CRI typ | 6500K 90CRI typ | 5700K 70CRI typ | 5700K 80CRI typ | 5700K 90CRI typ | 5000K 70CRI typ | 5000K 80CRI typ | 5000K 90CRI typ | 4500K 70CRI typ | 4500K 80CRI typ | 4500K 90CRI typ | 4000K 70CRI typ | 4000K 80CRI typ | 4000K 90CRI typ | 3500K 70CRI typ | 3500K 80CRI typ | 3500K 90CRI typ | 3000K 70CRI typ | 3000K 80CRI typ | 3000K 90CRI typ | 2700K 70CRI typ | 2700K 80CRI typ | 2700K 90CRI typ | H2 | H4 | J2 | J4 | K2 | K4 | L2 | L4 | M2 | M4 | N2 | N4 | P2 | P4 | Q2 | Q4 | R2
[5 empty] | 1 | [14 empty] | 135 | 130 | 110 | 135 | 130 | 110 | 135 | 130 | 110 | 135 | 130 | 110 | 135 | 130 | 110 | 131 | 127 | 107 | 128 | 123 | 104 | 122 | 119 | 100 | 90 | 95 | 100 | 105 | 110 | 115 | 120 | 125 | 130 | 135 | 140 | 145 | 150 | 155 | 160 | 165 | 170
Cree JK2835B 9V Value (W) {W} | White |  |  |  | 1 | 0.01 | 0.12 | 30.948 | -23.8479 | 12.097 | -0.0021719 | 261.1475 | -92.2663 | 19.0363 | 7.7579 | -0.0022361 | 25 | -0.0051 | 18.5 | ≥4000K 70CRI typ | ≥4000K 80CRI typ | ≥4000K 90CRI typ | 3500K 70CRI typ | 3500K 80CRI typ | 3500K 90CRI typ | 3000K 70CRI typ | 3000K 80CRI typ | 3000K 90CRI typ | 2700K 70CRI typ | 2700K 80CRI typ | 2700K 90CRI typ | 2200K 80CRI typ | 2200K 90CRI typ | F4 | G2 | G4 | H2 | H4 | J2 | J4 | K2 | K4 | L2 | L4 | M2 | M4 | N2 | N4 | P2 | P4 | Q2 | Q4
[5 empty] | 1 | [14 empty] | 136 | 131 | 111 | 132 | 128 | 107 | 129 | 123 | 104 | 123 | 119 | 101 | 104 | 86 | 75 | 80 | 85 | 90 | 95 | 100 | 105 | 110 | 115 | 120 | 125 | 130 | 135 | 140 | 145 | 150 | 155 | 160 | 165
Cree JK2835 18V Value (X) {W} | White |  |  |  | 1 | 0.005 | 0.06 | 411.7118 | -118.0761 | 24.8922 | -0.0008863 | 5465.1653 | -909.4386 | 84.6738 | 15.5568 | -0.0022182 | 25 | -0.0096 | 22 | ≥4000K 70CRI typ | ≥4000K 80CRI typ | ≥4000K 90CRI typ | 3500K 70CRI typ | 3500K 80CRI typ | 3500K 90CRI typ | 3000K 70CRI typ | 3000K 80CRI typ | 3000K 90CRI typ | 2700K 70CRI typ | 2700K 80CRI typ | 2700K 90CRI typ | 2200K 80CRI typ | 2200K 90CRI typ | F4 | G2 | G4 | H2 | H4 | J2 | J4 | K2 | K4 | L2 | L4 | M2 | M4 | N2 | N4 | P2 | P4 | Q2 | Q4
[5 empty] | 1 | [14 empty] | 132 | 126 | 107 | 128 | 122 | 104 | 125 | 119 | 101 | 121 | 115 | 97 | 97 | 82 | 75 | 80 | 85 | 90 | 95 | 100 | 105 | 110 | 115 | 120 | 125 | 130 | 135 | 140 | 145 | 150 | 155 | 160 | 165
Cree JB3030 3V {W} | White |  |  |  | 1 | 0.02 | 0.24 | 5.2387 | -11.2432 | 16.1524 | -0.0038399 | 13.8011 | -7.6744 | 3.4552 | 2.579 | -0.0017615 | 25 | -0.0009 | 14 | 6500K 70CRI typ | 6500K 80CRI typ | 6500K 90CRI typ | 5700K 70CRI typ | 5700K 80CRI typ | 5700K 90CRI typ | 5000K 70CRI typ | 5000K 80CRI typ | 5000K 90CRI typ | 4500K 70CRI typ | 4500K 80CRI typ | 4500K 90CRI typ | 4000K 70CRI typ | 4000K 80CRI typ | 4000K 90CRI typ | 3500K 70CRI typ | 3500K 80CRI typ | 3500K 90CRI typ | 3000K 70CRI typ | 3000K 80CRI typ | 3000K 90CRI typ | 2700K 70CRI typ | 2700K 80CRI typ | 2700K 90CRI typ | C2 | C3 | C4 | C5 | D2 | D3 | D4 | D5 | E2 | E3
[5 empty] | 1 | [14 empty] | 35.5 | 33.5 | 30 | 35.5 | 33.5 | 30 | 35.5 | 33.5 | 30 | 35.5 | 33.5 | 30 | 35.5 | 33.5 | 30 | 34.5 | 33 | 28 | 33.5 | 32 | 26 | 32 | 30.5 | 24 | 20 | 22 | 24 | 26 | 28 | 30 | 32 | 34 | 36 | 38
Cree JK3030 3V {W} | White |  |  |  | 1 | 0.05 | 0.4 | 1.1035 | -2.2313 | 3.5035 | -0.00019486 | 4.4313 | -4.0763 | 2.6081 | 2.5965 | -0.0022407 | 25 | -0.0011 | 18 | 6500K 70CRI typ | 6500K 80CRI typ | 6500K 90CRI typ | 5700K 70CRI typ | 5700K 80CRI typ | 5700K 90CRI typ | 5000K 70CRI typ | 5000K 80CRI typ | 5000K 90CRI typ | 4500K 70CRI typ | 4500K 80CRI typ | 4500K 90CRI typ | 4000K 70CRI typ | 4000K 80CRI typ | 4000K 90CRI typ | 3500K 70CRI typ | 3500K 80CRI typ | 3500K 90CRI typ | 3000K 70CRI typ | 3000K 80CRI typ | 3000K 90CRI typ | 2700K 70CRI typ | 2700K 80CRI typ | 2700K 90CRI typ | H4 | J2 | J4 | K2 | K4 | L2 | L4 | M2 | M4
[5 empty] | 1 | [14 empty] | 156 | 146 | 125 | 156 | 146 | 125 | 156 | 146 | 125 | 156 | 146 | 125 | 156 | 146 | 125 | 150 | 142 | 121 | 147 | 139 | 119 | 141 | 133 | 114 | 100 | 107 | 114 | 121 | 128 | 135 | 142 | 149 | 156
Cree JK3030 6V {W} | White |  |  |  | 1 | 0.02 | 0.2 | 1.9428 | -5.3602 | 7.4444 | -0.0018548 | 11.5546 | -9.1303 | 6.3477 | 5.2193 | -0.0020151 | 25 | -0.0018 | 11 | 6500K 70CRI typ | 6500K 80CRI typ | 6500K 90CRI typ | 5700K 70CRI typ | 5700K 80CRI typ | 5700K 90CRI typ | 5000K 70CRI typ | 5000K 80CRI typ | 5000K 90CRI typ | 4500K 70CRI typ | 4500K 80CRI typ | 4500K 90CRI typ | 4000K 70CRI typ | 4000K 80CRI typ | 4000K 90CRI typ | 3500K 70CRI typ | 3500K 80CRI typ | 3500K 90CRI typ | 3000K 70CRI typ | 3000K 80CRI typ | 3000K 90CRI typ | 2700K 70CRI typ | 2700K 80CRI typ | 2700K 90CRI typ | 2200K 80CRI typ | H4 | J2 | J4 | K2 | K4 | L2 | L4 | M2 | M4
[5 empty] | 1 | [14 empty] | 152 | 146 | 124 | 152 | 146 | 124 | 152 | 146 | 124 | 152 | 146 | 124 | 152 | 146 | 124 | 147 | 140 | 120 | 145 | 138 | 118 | 138 | 132 | 113 | 113 | 100 | 107 | 114 | 121 | 128 | 135 | 142 | 149 | 156
Cree JB5630 3V Standard (P) {W} | White |  |  |  | 1 | 0.02 | 0.24 | 1.1834 | -8.7498 | 15.8646 | 0.0054454 | 13.3113 | -7.5214 | 3.7112 | 2.5869 | -0.0015321 | 25 | -0.0009 | 11 | 6500K 70CRI typ | 6500K 80CRI typ | 6500K 90CRI typ | 5700K 70CRI typ | 5700K 80CRI typ | 5700K 90CRI typ | 5000K 70CRI typ | 5000K 80CRI typ | 5000K 90CRI typ | 4500K 70CRI typ | 4500K 80CRI typ | 4500K 90CRI typ | 4000K 70CRI typ | 4000K 80CRI typ | 4000K 90CRI typ | 3500K 70CRI typ | 3500K 80CRI typ | 3500K 90CRI typ | 3000K 70CRI typ | 3000K 80CRI typ | 3000K 90CRI typ | 2700K 70CRI typ | 2700K 80CRI typ | 2700K 90CRI typ | C4 | C5 | D2 | D3 | D4 | D5 | E2 | E3 | E4
[5 empty] | 1 | [14 empty] | 36.8 | 35.5 | 29.5 | 37.5 | 36.4 | 29.5 | 37.5 | 36.4 | 29.5 | 37.5 | 36.4 | 29.5 | 37.5 | 36.4 | 29.5 | 35.7 | 35.4 | 28.7 | 34.9 | 33.6 | 27.9 | 33.5 | 32.3 | 26.5 | 24 | 26 | 28 | 30 | 32 | 34 | 36 | 38 | 40
Cree JB5630 3V High Efficacy {W} | White |  |  |  | 1 | 0.02 | 0.24 | 4.4923 | -6.8476 | 15.8599 | -0.0031948 | 34.1976 | -16.6453 | 3.8666 | 2.5196 | -0.0014355 | 25 | -0.0009 | 6.6 | 6500K 70CRI typ | 6500K 80CRI typ | 6500K 90CRI typ | 5700K 70CRI typ | 5700K 80CRI typ | 5700K 90CRI typ | 5000K 70CRI typ | 5000K 80CRI typ | 5000K 90CRI typ | 4500K 70CRI typ | 4500K 80CRI typ | 4500K 90CRI typ | 4000K 70CRI typ | 4000K 80CRI typ | 4000K 90CRI typ | 3500K 70CRI typ | 3500K 80CRI typ | 3500K 90CRI typ | 3000K 70CRI typ | 3000K 80CRI typ | 3000K 90CRI typ | 2700K 70CRI typ | 2700K 80CRI typ | 2700K 90CRI typ | C4 | C5 | D2 | D3 | D4 | D5 | E2 | E3 | E4
[5 empty] | 1 | [14 empty] | 38 | 36.5 | 29.8 | 38.3 | 36.8 | 29.8 | 38.3 | 36.8 | 29.8 | 38.3 | 36.8 | 29.8 | 38.3 | 36.8 | 29.8 | 37 | 35.7 | 29 | 36.1 | 34.5 | 28.2 | 34.5 | 33 | 27 | 24 | 26 | 28 | 30 | 32 | 34 | 36 | 38 | 40
Cree JR5050 (Q) 24V {W} | White |  |  |  | 1 | 0.025 | 0.24 | 5.3112 | -8.9889 | 10.8708 | -0.0025012 | 72.8236 | -45.6075 | 24.9796 | 22.3853 | -0.0018073 | 25 | -0.0067 | 3.5 | 6500K 70CRI typ | 6500K 80CRI typ | 6500K 90CRI typ | 5700K 70CRI typ | 5700K 80CRI typ | 5700K 90CRI typ | 5000K 70CRI typ | 5000K 80CRI typ | 5000K 90CRI typ | 4500K 70CRI typ | 4500K 80CRI typ | 4500K 90CRI typ | 4000K 70CRI typ | 4000K 80CRI typ | 4000K 90CRI typ | 3500K 70CRI typ | 3500K 80CRI typ | 3500K 90CRI typ | 3000K 70CRI typ | 3000K 80CRI typ | 3000K 90CRI typ | 2700K 70CRI typ | 2700K 80CRI typ | 2700K 90CRI typ | P2 | P4 | Q2 | Q4 | R2 | R4
[5 empty] | 1 | [14 empty] | 420 | 400 | 340 | 420 | 400 | 340 | 420 | 400 | 340 | 420 | 400 | 340 | 420 | 400 | 340 | 410 | 390 | 330 | 400 | 380 | 320 | 385 | 365 | 310 | 200 | 250 | 300 | 350 | 400 | 450
Cree JR5050 (Q) 6V {W} | White |  |  |  | 1 | 0.1 | 1 | 0.082242 | -0.56896 | 2.7171 | -0.0010696 | 0.3467 | -0.82507 | 1.7545 | 5.178 | -0.0017723 | 25 | -0.002 | 2.7 | 6500K 70CRI typ | 6500K 80CRI typ | 6500K 90CRI typ | 5700K 70CRI typ | 5700K 80CRI typ | 5700K 90CRI typ | 5000K 70CRI typ | 5000K 80CRI typ | 5000K 90CRI typ | 4500K 70CRI typ | 4500K 80CRI typ | 4500K 90CRI typ | 4000K 70CRI typ | 4000K 80CRI typ | 4000K 90CRI typ | 3500K 70CRI typ | 3500K 80CRI typ | 3500K 90CRI typ | 3000K 70CRI typ | 3000K 80CRI typ | 3000K 90CRI typ | 2700K 70CRI typ | 2700K 80CRI typ | 2700K 90CRI typ | P2 | P4 | Q2 | Q4 | R2 | R4
[5 empty] | 1 | [14 empty] | 410 | 390 | 330 | 420 | 400 | 340 | 420 | 400 | 340 | 420 | 400 | 340 | 420 | 400 | 340 | 410 | 390 | 330 | 400 | 380 | 320 | 385 | 365 | 305 | 200 | 250 | 300 | 350 | 400 | 450
Cree JR5050 (Q) 9V {W} | White |  |  |  | 1 | 0.1 | 0.66 | 0.13853 | -1.0679 | 4.1217 | -0.0018774 | 0.87715 | -1.781 | 3.5073 | 7.7931 | -0.0017782 | 25 | -0.0027 | 3 | 6500K 70CRI typ | 6500K 80CRI typ | 6500K 90CRI typ | 5700K 70CRI typ | 5700K 80CRI typ | 5700K 90CRI typ | 5000K 70CRI typ | 5000K 80CRI typ | 5000K 90CRI typ | 4500K 70CRI typ | 4500K 80CRI typ | 4500K 90CRI typ | 4000K 70CRI typ | 4000K 80CRI typ | 4000K 90CRI typ | 3500K 70CRI typ | 3500K 80CRI typ | 3500K 90CRI typ | 3000K 70CRI typ | 3000K 80CRI typ | 3000K 90CRI typ | 2700K 70CRI typ | 2700K 80CRI typ | 2700K 90CRI typ | P2 | P4 | Q2 | Q4 | R2 | R4
[5 empty] | 1 | [14 empty] | 398 | 378 | 320 | 407 | 388 | 330 | 407 | 388 | 330 | 407 | 388 | 330 | 407 | 388 | 330 | 398 | 378 | 320 | 388 | 369 | 310 | 373 | 354 | 296 | 200 | 250 | 300 | 350 | 400 | 450
Cree JR5050 (Q) 36V {W} | White |  |  |  | 1 | 0.025 | 0.165 | 12.0641 | -17.9443 | 16.5395 | -0.0025658 | 179.3561 | -97.7248 | 49.1695 | 31.6676 | -0.0019049 | 25 | -0.01 | 3 | 6500K 70CRI typ | 6500K 80CRI typ | 6500K 90CRI typ | 5700K 70CRI typ | 5700K 80CRI typ | 5700K 90CRI typ | 5000K 70CRI typ | 5000K 80CRI typ | 5000K 90CRI typ | 4500K 70CRI typ | 4500K 80CRI typ | 4500K 90CRI typ | 4000K 70CRI typ | 4000K 80CRI typ | 4000K 90CRI typ | 3500K 70CRI typ | 3500K 80CRI typ | 3500K 90CRI typ | 3000K 70CRI typ | 3000K 80CRI typ | 3000K 90CRI typ | 2700K 70CRI typ | 2700K 80CRI typ | 2700K 90CRI typ | P2 | P4 | Q2 | Q4 | R2 | R4
[5 empty] | 1 | [14 empty] | 398 | 378 | 320 | 407 | 388 | 330 | 407 | 388 | 330 | 407 | 388 | 330 | 407 | 388 | 330 | 398 | 378 | 320 | 388 | 369 | 310 | 373 | 354 | 296 | 200 | 250 | 300 | 350 | 400 | 450
Cree JR5050 (P) 6V {W} | White |  |  |  | 1 | 0.1 | 1 | 0.094703 | -0.56327 | 2.7153 | -0.0020663 | 0.29353 | -0.80909 | 1.7602 | 5.1766 | -0.0013775 | 25 | -0.0018 | 3 | ≥4000K 70CRI typ | ≥4000K 80CRI typ | ≥4000K 90CRI typ | 3500K 70CRI typ | 3500K 80CRI typ | 3500K 90CRI typ | 3000K 70CRI typ | 3000K 80CRI typ | 3000K 90CRI typ | 2700K 70CRI typ | 2700K 80CRI typ | 2700K 90CRI typ | P4 | Q2 | Q4 | R2 | R4
[5 empty] | 1 | [14 empty] | 442 | 414 | 351 | 427 | 404 | 341 | 417 | 394 | 331 | 402 | 379 | 321 | 250 | 300 | 350 | 400 | 450
Cree JR5050 (P) 24V {W} | White |  |  |  | 1 | 0.025 | 0.24 | 6.7791 | -9.272 | 10.8844 | -0.0025029 | 72.2641 | -50.317 | 27.9094 | 20.72 | -0.0013775 | 25 | -0.0085 | 3.2 | ≥4000K 70CRI typ | ≥4000K 80CRI typ | ≥4000K 90CRI typ | 3500K 70CRI typ | 3500K 80CRI typ | 3500K 90CRI typ | 3000K 70CRI typ | 3000K 80CRI typ | 3000K 90CRI typ | 2700K 70CRI typ | 2700K 80CRI typ | 2700K 90CRI typ | P4 | Q2 | Q4 | R2 | R4
[5 empty] | 1 | [14 empty] | 442 | 414 | 351 | 427 | 404 | 341 | 417 | 394 | 331 | 402 | 379 | 321 | 250 | 300 | 350 | 400 | 450
Cree XLamp CMA1303 9V 5r {EZW} | White | CMA | 1303 | 9 | 1 | 0.4 | 1.4 | 0.020049 | -0.42469 | 1.7398 | 0.027567 | 0.078391 | -0.43216 | 2.5102 | 7.8682 | -0.0025 | 60 | -0.0033 | 0 | ≥5000K 70CRI typ | 4000K 70CRI typ | 3000K 70CRI typ | ≥5000K 80CRI typ | 4000K 80CRI typ | 3500K 80CRI typ | 3000K 80CRI typ | 2700K 80CRI typ | 5000K 90CRI typ | 4000K 90CRI typ | 3500K 90CRI typ | 3000K 90CRI typ | 2700K 90CRI typ | 4000K 98CRI typ | 3500K 98CRI typ | 3000K 98CRI typ | 2700K 98CRI typ
[5 empty] | 1 | [14 empty] | 891 | 885 | 860 | 833 | 823 | 803 | 780 | 748 | 729 | 709 | 689 | 659 | 630 | 635 | 618 | 578 | 547
Cree XLamp CMA1303 18V 5r {EZW} | White | CMA | 1303 | 18 | 1 | 0.2 | 0.7 | 0.16039 | -1.6988 | 3.4796 | 0.027567 | 1.2543 | -3.4573 | 10.0406 | 15.7364 | -0.0025 | 60 | -0.0066 | 0 | ≥5000K 70CRI typ | 4000K 70CRI typ | 3000K 70CRI typ | ≥5000K 80CRI typ | 4000K 80CRI typ | 3500K 80CRI typ | 3000K 80CRI typ | 2700K 80CRI typ | 5000K 90CRI typ | 4000K 90CRI typ | 3500K 90CRI typ | 3000K 90CRI typ | 2700K 90CRI typ | 4000K 98CRI typ | 3500K 98CRI typ | 3000K 98CRI typ | 2700K 98CRI typ
[5 empty] | 1 | [14 empty] | 891 | 885 | 860 | 833 | 823 | 803 | 780 | 748 | 729 | 709 | 689 | 659 | 630 | 635 | 618 | 578 | 547
Cree XLamp CMA1303 36V 5r {EZW} | White | CMA | 1303 | 36 | 1 | 0.1 | 0.35 | 1.2831 | -6.795 | 6.9591 | 0.027567 | 20.068 | -27.6582 | 40.1624 | 31.4728 | -0.0025 | 60 | -0.0132 | 0 | ≥5000K 70CRI typ | 4000K 70CRI typ | 3000K 70CRI typ | ≥5000K 80CRI typ | 4000K 80CRI typ | 3500K 80CRI typ | 3000K 80CRI typ | 2700K 80CRI typ | 5000K 90CRI typ | 4000K 90CRI typ | 3500K 90CRI typ | 3000K 90CRI typ | 2700K 90CRI typ | 4000K 98CRI typ | 3500K 98CRI typ | 3000K 98CRI typ | 2700K 98CRI typ
[5 empty] | 1 | [14 empty] | 891 | 885 | 860 | 833 | 823 | 803 | 780 | 748 | 729 | 709 | 689 | 659 | 630 | 635 | 618 | 578 | 547
Cree XLamp CMA1306 9V 6r {EZW} | White | CMA | 1306 | 9 | 1 | 0.4 | 2.4 | 0.018581 | -0.2528 | 1.4949 | 0.0025065 | 0.056817 | -0.31807 | 1.6685 | 7.8069 | -0.0025 | 59 | -0.00325 | 0 | ≥5000K 70CRI typ | 4000K 70CRI typ | ≥5000K 80CRI typ | 4000K 80CRI typ | 3500K 80CRI typ | 3000K 80CRI typ | 2700K 80CRI typ | 5000K 90CRI typ | 4000K 90CRI typ | 3500K 90CRI typ | 3000K 90CRI typ | 2700K 90CRI typ | 4000K 98CRI typ | 3500K 98CRI typ | 3000K 98CRI typ | 2700K 98CRI typ
[5 empty] | 1 | [14 empty] | 1055 | 1037 | 980 | 965 | 941 | 914 | 877 | 855 | 831 | 808 | 773 | 738 | 744 | 724 | 677 | 641
Cree XLamp CMA1306 18V 6r {EZW} | White | CMA | 1306 | 18 | 1 | 0.2 | 1.2 | 0.14865 | -1.0112 | 2.9897 | 0.0025065 | 0.90907 | -2.5446 | 6.6741 | 15.6137 | -0.0025 | 59 | -0.0065 | 0 | ≥5000K 70CRI typ | 4000K 70CRI typ | ≥5000K 80CRI typ | 4000K 80CRI typ | 3500K 80CRI typ | 3000K 80CRI typ | 2700K 80CRI typ | 5000K 90CRI typ | 4000K 90CRI typ | 3500K 90CRI typ | 3000K 90CRI typ | 2700K 90CRI typ | 4000K 98CRI typ | 3500K 98CRI typ | 3000K 98CRI typ | 2700K 98CRI typ
[5 empty] | 1 | [14 empty] | 1055 | 1037 | 980 | 965 | 941 | 914 | 877 | 855 | 831 | 808 | 773 | 738 | 744 | 724 | 677 | 641
Cree XLamp CMA1306 36V 6r {EZW} | White | CMA | 1306 | 36 | 1 | 0.1 | 0.6 | 1.1892 | -4.0447 | 5.9795 | 0.0025065 | 14.5452 | -20.3566 | 26.6965 | 31.2274 | -0.0025 | 59 | -0.013 | 0 | ≥5000K 70CRI typ | 4000K 70CRI typ | ≥5000K 80CRI typ | 4000K 80CRI typ | 3500K 80CRI typ | 3000K 80CRI typ | 2700K 80CRI typ | 5000K 90CRI typ | 4000K 90CRI typ | 3500K 90CRI typ | 3000K 90CRI typ | 2700K 90CRI typ | 4000K 98CRI typ | 3500K 98CRI typ | 3000K 98CRI typ | 2700K 98CRI typ
[5 empty] | 1 | [14 empty] | 1055 | 1037 | 980 | 965 | 941 | 914 | 877 | 855 | 831 | 808 | 773 | 738 | 744 | 724 | 677 | 641
Cree XLamp CMA1516 9r {EZW} | White | CMA | 1516 | 36 | 1 | 0.1 | 1.05 | 0.078313 | -0.72793 | 2.6362 | 0.00032455 | 2.3938 | -6.1164 | 11.3763 | 31.0605 | -0.0021 | 57 | -0.0159 | 0 | 6500K 70CRI min | 6500K 70CRI typ | 6500K 80CRI min | 6500K 80CRI typ | 5700K 70CRI min | 5700K 70CRI typ | 5700K 80CRI min | 5700K 80CRI typ | 5700K 90CRI min | 5700K 90CRI typ | 5000K 70CRI min | 5000K 70CRI typ | 5000K 80CRI min | 5000K 80CRI typ | 5000K 90CRI min | 5000K 90CRI typ | 4000K 70CRI min | 4000K 70CRI typ | 4000K 80CRI min | 4000K 80CRI typ | 4000K 90CRI min | 4000K 90CRI typ | 4000K 98CRI min | 4000K 98CRI typ | 3500K 80CRI min | 3500K 80CRI typ | 3500K 90CRI min | 3500K 90CRI typ | 3500K 98CRI min | 3500K 98CRI typ | 3000K 70CRI min | 3000K 70CRI typ | 3000K 80CRI min | 3000K 80CRI typ | 3000K 90CRI min | 3000K 90CRI typ | 3000K 98CRI min | 3000K 98CRI typ | 2700K 80CRI min | 2700K 80CRI typ | 2700K 90CRI min | 2700K 90CRI typ | 2700K 98CRI min | 2700K 98CRI typ
[5 empty] | 1 | [14 empty] | 2306 | 2480 | 2155 | 2317 | 2354 | 2531 | 2199 | 2364 | 1870 | 2011 | 2285 | 2457 | 2135 | 2296 | 1870 | 2011 | 2268 | 2439 | 2111 | 2270 | 1817 | 1954 | 1628 | 1750 | 2059 | 2214 | 1767 | 1900 | 1584 | 1703 | 2111 | 2270 | 2000 | 2150 | 1691 | 1818 | 1481 | 1593 | 1919 | 2063 | 1614 | 1736 | 1402 | 1508
Cree XLamp CMA1825 12r {EZW} | White | CMA | 1825 | 36 | 1 | 0.1 | 1.6 | 0.013202 | -0.28708 | 1.6738 | 0.0020025 | 0.68864 | -2.8727 | 7.7334 | 30.7964 | -0.0022 | 59 | -0.016 | 0 | 6500K 70CRI min | 6500K 70CRI typ | 6500K 80CRI min | 6500K 80CRI typ | 5700K 70CRI min | 5700K 70CRI typ | 5700K 80CRI min | 5700K 80CRI typ | 5700K 90CRI min | 5700K 90CRI typ | 5000K 70CRI min | 5000K 70CRI typ | 5000K 80CRI min | 5000K 80CRI typ | 5000K 90CRI min | 5000K 90CRI typ | 4000K 70CRI min | 4000K 70CRI typ | 4000K 80CRI min | 4000K 80CRI typ | 4000K 90CRI min | 4000K 90CRI typ | 4000K 98CRI min | 4000K 98CRI typ | 3500K 80CRI min | 3500K 80CRI typ | 3500K 90CRI min | 3500K 90CRI typ | 3500K 98CRI min | 3500K 98CRI typ | 3000K 70CRI min | 3000K 70CRI typ | 3000K 80CRI min | 3000K 80CRI typ | 3000K 90CRI min | 3000K 90CRI typ | 3000K 98CRI min | 3000K 98CRI typ | 2700K 80CRI min | 2700K 80CRI typ | 2700K 90CRI min | 2700K 90CRI typ | 2700K 98CRI min | 2700K 98CRI typ
[5 empty] | 1 | [14 empty] | 3615 | 3887 | 3377 | 3632 | 3689 | 3967 | 3446 | 3706 | 2931 | 3152 | 3582 | 3852 | 3347 | 3598 | 2931 | 3152 | 3555 | 3823 | 3308 | 3557 | 2849 | 3063 | 2551 | 2743 | 3228 | 3471 | 2770 | 2979 | 2483 | 2670 | 3308 | 3557 | 3134 | 3370 | 2650 | 2849 | 2322 | 2497 | 3007 | 3234 | 2530 | 2720 | 2198 | 2364
Cree XLamp CMA1840 14r {EZW} | White | CMA | 1840 | 36 | 1 | 0.35 | 2.3 | 0.01335 | -0.18207 | 1.1311 | -0.0061554 | 0.13112 | -0.84011 | 4.3032 | 31.1156 | -0.0023 | 58 | -0.013 | 0 | 6500K 70CRI min | 6500K 70CRI typ | 6500K 80CRI min | 6500K 80CRI typ | 5700K 70CRI min | 5700K 70CRI typ | 5700K 80CRI min | 5700K 80CRI typ | 5700K 90CRI min | 5700K 90CRI typ | 5000K 70CRI min | 5000K 70CRI typ | 5000K 80CRI min | 5000K 80CRI typ | 5000K 90CRI min | 5000K 90CRI typ | 4000K 70CRI min | 4000K 70CRI typ | 4000K 80CRI min | 4000K 80CRI typ | 4000K 90CRI min | 4000K 90CRI typ | 4000K 98CRI min | 4000K 98CRI typ | 3500K 80CRI min | 3500K 80CRI typ | 3500K 90CRI min | 3500K 90CRI typ | 3500K 98CRI min | 3500K 98CRI typ | 3000K 70CRI min | 3000K 70CRI typ | 3000K 80CRI min | 3000K 80CRI typ | 3000K 90CRI min | 3000K 90CRI typ | 3000K 98CRI min | 3000K 98CRI typ | 2700K 80CRI min | 2700K 80CRI typ | 2700K 90CRI min | 2700K 90CRI typ | 2700K 98CRI min | 2700K 98CRI typ
[5 empty] | 1 | [14 empty] | 5686 | 6114 | 5312 | 5712 | 5802 | 6238 | 5420 | 5828 | 4610 | 4957 | 5634 | 6058 | 5263 | 5659 | 4610 | 4957 | 5591 | 6012 | 5203 | 5595 | 4480 | 4817 | 4013 | 4315 | 5076 | 5458 | 4357 | 4685 | 3905 | 4199 | 5203 | 5595 | 4929 | 5300 | 4167 | 4481 | 3652 | 3926 | 4730 | 5086 | 3979 | 4278 | 3457 | 3717
Cree XLamp CMA2550 19r {EZW} | White | CMA | 2550 | 36 | 1 | 0.7 | 3.3 | 0.0028461 | -0.075311 | 0.83554 | 0.004427 | 0.03167 | -0.34146 | 2.6598 | 31.1978 | -0.002 | 57 | -0.0144 | 0 | 6500K 70CRI min | 6500K 70CRI typ | 6500K 80CRI min | 6500K 80CRI typ | 5700K 70CRI min | 5700K 70CRI typ | 5700K 80CRI min | 5700K 80CRI typ | 5700K 90CRI min | 5700K 90CRI typ | 5000K 70CRI min | 5000K 70CRI typ | 5000K 80CRI min | 5000K 80CRI typ | 5000K 90CRI min | 5000K 90CRI typ | 4000K 70CRI min | 4000K 70CRI typ | 4000K 80CRI min | 4000K 80CRI typ | 4000K 90CRI min | 4000K 90CRI typ | 4000K 98CRI min | 4000K 98CRI typ | 3500K 80CRI min | 3500K 80CRI typ | 3500K 90CRI min | 3500K 90CRI typ | 3500K 98CRI min | 3500K 98CRI typ | 3000K 70CRI min | 3000K 70CRI typ | 3000K 80CRI min | 3000K 80CRI typ | 3000K 90CRI min | 3000K 90CRI typ | 3000K 98CRI min | 3000K 98CRI typ | 2700K 80CRI min | 2700K 80CRI typ | 2700K 90CRI min | 2700K 90CRI typ | 2700K 98CRI min | 2700K 98CRI typ
[5 empty] | 1 | [14 empty] | 7349 | 7902 | 6865 | 7382 | 7499 | 8063 | 7005 | 7533 | 5959 | 6407 | 7281 | 7829 | 6802 | 7314 | 5959 | 6407 | 7226 | 7770 | 6725 | 7231 | 5790 | 6226 | 5186 | 5576 | 6561 | 7054 | 5631 | 6055 | 5047 | 5427 | 6725 | 7231 | 6371 | 6850 | 5386 | 5792 | 4719 | 5075 | 6113 | 6573 | 5143 | 5530 | 4468 | 4805
Cree XLamp CMA3090 23r 48V {EZW} | White | CMA | 3090 | 48 | 1 | 0.5 | 3.6 | -0.0032178 | -0.027837 | 0.60118 | 0.013902 | 0.045125 | -0.4408 | 3.043 | 41.1849 | -0.0024 | 70 | -0.0193 | 0 | 6500K 70CRI min | 6500K 70CRI typ | 6500K 80CRI min | 6500K 80CRI typ | 5700K 70CRI min | 5700K 70CRI typ | 5700K 80CRI min | 5700K 80CRI typ | 5700K 90CRI min | 5700K 90CRI typ | 5000K 70CRI min | 5000K 70CRI typ | 5000K 80CRI min | 5000K 80CRI typ | 5000K 90CRI min | 5000K 90CRI typ | 4000K 70CRI min | 4000K 70CRI typ | 4000K 80CRI min | 4000K 80CRI typ | 4000K 90CRI min | 4000K 90CRI typ | 4000K 98CRI min | 4000K 98CRI typ | 3500K 80CRI min | 3500K 80CRI typ | 3500K 90CRI min | 3500K 90CRI typ | 3500K 98CRI min | 3500K 98CRI typ | 3000K 70CRI min | 3000K 70CRI typ | 3000K 80CRI min | 3000K 80CRI typ | 3000K 90CRI min | 3000K 90CRI typ | 3000K 98CRI min | 3000K 98CRI typ | 2700K 80CRI min | 2700K 80CRI typ | 2700K 90CRI min | 2700K 90CRI typ | 2700K 98CRI min | 2700K 98CRI typ
[5 empty] | 1 | [14 empty] | 12573 | 13519 | 11746 | 12630 | 12830 | 13795 | 11986 | 12888 | 10195 | 10962 | 12458 | 13396 | 11638 | 12515 | 10195 | 10962 | 12364 | 13295 | 11506 | 12372 | 9907 | 10652 | 8873 | 9541 | 11225 | 12070 | 9635 | 10360 | 8636 | 9286 | 11506 | 12372 | 10900 | 11720 | 9215 | 9909 | 8075 | 8682 | 10459 | 11246 | 8799 | 9461 | 7645 | 8220
Cree XLamp CMA3090 23r 72V {EZW} | White | CMA | 3090 | 72 | 1 | 0.333 | 2.4 | -0.01086 | -0.062633 | 0.90177 | 0.013902 | 0.22844 | -1.4877 | 6.8468 | 61.7774 | -0.0024 | 70 | -0.029 | 0 | 6500K 70CRI min | 6500K 70CRI typ | 6500K 80CRI min | 6500K 80CRI typ | 5700K 70CRI min | 5700K 70CRI typ | 5700K 80CRI min | 5700K 80CRI typ | 5700K 90CRI min | 5700K 90CRI typ | 5000K 70CRI min | 5000K 70CRI typ | 5000K 80CRI min | 5000K 80CRI typ | 5000K 90CRI min | 5000K 90CRI typ | 4000K 70CRI min | 4000K 70CRI typ | 4000K 80CRI min | 4000K 80CRI typ | 4000K 90CRI min | 4000K 90CRI typ | 4000K 98CRI min | 4000K 98CRI typ | 3500K 80CRI min | 3500K 80CRI typ | 3500K 90CRI min | 3500K 90CRI typ | 3500K 98CRI min | 3500K 98CRI typ | 3000K 70CRI min | 3000K 70CRI typ | 3000K 80CRI min | 3000K 80CRI typ | 3000K 90CRI min | 3000K 90CRI typ | 3000K 98CRI min | 3000K 98CRI typ | 2700K 80CRI min | 2700K 80CRI typ | 2700K 90CRI min | 2700K 90CRI typ | 2700K 98CRI min | 2700K 98CRI typ
[5 empty] | 1 | [14 empty] | 12573 | 13519 | 11746 | 12630 | 12830 | 13795 | 11986 | 12888 | 10195 | 10962 | 12458 | 13396 | 11638 | 12515 | 10195 | 10962 | 12364 | 13295 | 11506 | 12372 | 9907 | 10652 | 8873 | 9541 | 11225 | 12070 | 9635 | 10360 | 8636 | 9286 | 11506 | 12372 | 10900 | 11720 | 9215 | 9909 | 8075 | 8682 | 10459 | 11246 | 8799 | 9461 | 7645 | 8220
Cree XLamp CMT1407 10r {EZW} | White | CMT | 1407 | 36 | 1 | 0.1 | 0.5 | 0.80166 | -2.9444 | 5.7616 | 0.007093 | 14.9369 | -19.4453 | 20.9894 | 31.1676 | -0.0021 | 57 | -0.0167 | 0 | 6500K 70CRI min | 6500K 70CRI typ | 6500K 80CRI min | 6500K 80CRI typ | 5700K 70CRI min | 5700K 70CRI typ | 5700K 80CRI min | 5700K 80CRI typ | 5700K 90CRI min | 5700K 90CRI typ | 5000K 70CRI min | 5000K 70CRI typ | 5000K 80CRI min | 5000K 80CRI typ | 5000K 90CRI min | 5000K 90CRI typ | 4000K 70CRI min | 4000K 70CRI typ | 4000K 80CRI min | 4000K 80CRI typ | 4000K 90CRI min | 4000K 90CRI typ | 4000K 98CRI min | 4000K 98CRI typ | 3500K 80CRI min | 3500K 80CRI typ | 3500K 90CRI min | 3500K 90CRI typ | 3500K 98CRI min | 3500K 98CRI typ | 3000K 70CRI min | 3000K 70CRI typ | 3000K 80CRI min | 3000K 80CRI typ | 3000K 90CRI min | 3000K 90CRI typ | 3000K 98CRI min | 3000K 98CRI typ | 2700K 80CRI min | 2700K 80CRI typ | 2700K 90CRI min | 2700K 90CRI typ | 2700K 98CRI min | 2700K 98CRI typ
[5 empty] | 1 | [14 empty] | 1057 | 1136 | 987 | 1061 | 1078 | 1159 | 1007 | 1083 | 857 | 921 | 1047 | 1126 | 978 | 1052 | 857 | 921 | 1039 | 1117 | 967 | 1040 | 833 | 895 | 746 | 802 | 943 | 1014 | 810 | 871 | 726 | 780 | 967 | 1040 | 916 | 985 | 775 | 833 | 679 | 730 | 879 | 945 | 739 | 795 | 643 | 691
Cree XLamp CMT1412 10r {EZW} | White | CMT | 1412 | 36 | 1 | 0.2 | 0.75 | 0.25284 | -1.1857 | 3.3311 | 0.0077311 | 0.87506 | -3.4417 | 11.0312 | 31.5395 | -0.002 | 57 | -0.0176 | 0 | 6500K 70CRI min | 6500K 70CRI typ | 6500K 80CRI min | 6500K 80CRI typ | 5700K 70CRI min | 5700K 70CRI typ | 5700K 80CRI min | 5700K 80CRI typ | 5700K 90CRI min | 5700K 90CRI typ | 5000K 70CRI min | 5000K 70CRI typ | 5000K 80CRI min | 5000K 80CRI typ | 5000K 90CRI min | 5000K 90CRI typ | 4000K 70CRI min | 4000K 70CRI typ | 4000K 80CRI min | 4000K 80CRI typ | 4000K 90CRI min | 4000K 90CRI typ | 4000K 98CRI min | 4000K 98CRI typ | 3500K 80CRI min | 3500K 80CRI typ | 3500K 90CRI min | 3500K 90CRI typ | 3500K 98CRI min | 3500K 98CRI typ | 3000K 70CRI min | 3000K 70CRI typ | 3000K 80CRI min | 3000K 80CRI typ | 3000K 90CRI min | 3000K 90CRI typ | 3000K 98CRI min | 3000K 98CRI typ | 2700K 80CRI min | 2700K 80CRI typ | 2700K 90CRI min | 2700K 90CRI typ | 2700K 98CRI min | 2700K 98CRI typ
[5 empty] | 1 | [14 empty] | 1813 | 1949 | 1694 | 1821 | 1850 | 1989 | 1728 | 1858 | 1470 | 1581 | 1796 | 1932 | 1678 | 1805 | 1470 | 1581 | 1783 | 1917 | 1659 | 1784 | 1429 | 1536 | 1279 | 1376 | 1619 | 1740 | 1389 | 1494 | 1245 | 1339 | 1659 | 1784 | 1572 | 1690 | 1329 | 1429 | 1164 | 1252 | 1508 | 1622 | 1269 | 1364 | 1102 | 1185
Cree XLamp CMT1420 10r {EZW} | White | CMT | 1420 | 36 | 1 | 0.35 | 1.3 | 0.074442 | -0.57926 | 2.2024 | -0.0032425 | 0.87615 | -3.1574 | 8.0505 | 31.299 | -0.0021 | 57 | -0.0176 | 0 | 6500K 70CRI min | 6500K 70CRI typ | 6500K 80CRI min | 6500K 80CRI typ | 5700K 70CRI min | 5700K 70CRI typ | 5700K 80CRI min | 5700K 80CRI typ | 5700K 90CRI min | 5700K 90CRI typ | 5000K 70CRI min | 5000K 70CRI typ | 5000K 80CRI min | 5000K 80CRI typ | 5000K 90CRI min | 5000K 90CRI typ | 4000K 70CRI min | 4000K 70CRI typ | 4000K 80CRI min | 4000K 80CRI typ | 4000K 90CRI min | 4000K 90CRI typ | 4000K 98CRI min | 4000K 98CRI typ | 3500K 80CRI min | 3500K 80CRI typ | 3500K 90CRI min | 3500K 90CRI typ | 3500K 98CRI min | 3500K 98CRI typ | 3000K 70CRI min | 3000K 70CRI typ | 3000K 80CRI min | 3000K 80CRI typ | 3000K 90CRI min | 3000K 90CRI typ | 3000K 98CRI min | 3000K 98CRI typ | 2700K 80CRI min | 2700K 80CRI typ | 2700K 90CRI min | 2700K 90CRI typ | 2700K 98CRI min | 2700K 98CRI typ
[5 empty] | 1 | [14 empty] | 2800 | 3011 | 2616 | 2813 | 2857 | 3072 | 2669 | 2870 | 2270 | 2441 | 2774 | 2983 | 2592 | 2787 | 2270 | 2441 | 2753 | 2961 | 2562 | 2755 | 2206 | 2372 | 1976 | 2125 | 2500 | 2688 | 2146 | 2307 | 1923 | 2068 | 2562 | 2755 | 2427 | 2610 | 2052 | 2207 | 1798 | 1934 | 2329 | 2504 | 1959 | 2107 | 1703 | 1831
Cree XLamp CMT1922 15r {EZW} | White | CMT | 1922 | 36 | 1 | 0.2 | 1.5 | 0.004193 | -0.31447 | 1.9181 | 0.0047386 | 0.54085 | -2.3197 | 7.1808 | 31.0669 | -0.0022 | 57 | -0.0155 | 0 | 6500K 70CRI min | 6500K 70CRI typ | 6500K 80CRI min | 6500K 80CRI typ | 5700K 70CRI min | 5700K 70CRI typ | 5700K 80CRI min | 5700K 80CRI typ | 5700K 90CRI min | 5700K 90CRI typ | 5000K 70CRI min | 5000K 70CRI typ | 5000K 80CRI min | 5000K 80CRI typ | 5000K 90CRI min | 5000K 90CRI typ | 4000K 70CRI min | 4000K 70CRI typ | 4000K 80CRI min | 4000K 80CRI typ | 4000K 90CRI min | 4000K 90CRI typ | 4000K 98CRI min | 4000K 98CRI typ | 3500K 80CRI min | 3500K 80CRI typ | 3500K 90CRI min | 3500K 90CRI typ | 3500K 98CRI min | 3500K 98CRI typ | 3000K 70CRI min | 3000K 70CRI typ | 3000K 80CRI min | 3000K 80CRI typ | 3000K 90CRI min | 3000K 90CRI typ | 3000K 98CRI min | 3000K 98CRI typ | 2700K 80CRI min | 2700K 80CRI typ | 2700K 90CRI min | 2700K 90CRI typ | 2700K 98CRI min | 2700K 98CRI typ
[5 empty] | 1 | [14 empty] | 3143 | 3380 | 2937 | 3158 | 3207 | 3449 | 2996 | 3222 | 2549 | 2741 | 3114 | 3349 | 2910 | 3129 | 2549 | 2741 | 3091 | 3324 | 2876 | 3093 | 2477 | 2663 | 2218 | 2385 | 2806 | 3017 | 2409 | 2590 | 2159 | 2321 | 2876 | 3093 | 2725 | 2930 | 2304 | 2477 | 2019 | 2171 | 2615 | 2811 | 2200 | 2365 | 1911 | 2055
Cree XLamp CMT1925 15r {EZW} | White | CMT | 1925 | 36 | 1 | 0.4 | 1.7 | 0.017842 | -0.28621 | 1.6842 | -0.0021956 | 0.30846 | -1.5792 | 6.013 | 31.0773 | -0.0022 | 57 | -0.0145 | 0 | 6500K 70CRI min | 6500K 70CRI typ | 6500K 80CRI min | 6500K 80CRI typ | 5700K 70CRI min | 5700K 70CRI typ | 5700K 80CRI min | 5700K 80CRI typ | 5700K 90CRI min | 5700K 90CRI typ | 5000K 70CRI min | 5000K 70CRI typ | 5000K 80CRI min | 5000K 80CRI typ | 5000K 90CRI min | 5000K 90CRI typ | 4000K 70CRI min | 4000K 70CRI typ | 4000K 80CRI min | 4000K 80CRI typ | 4000K 90CRI min | 4000K 90CRI typ | 4000K 98CRI min | 4000K 98CRI typ | 3500K 80CRI min | 3500K 80CRI typ | 3500K 90CRI min | 3500K 90CRI typ | 3500K 98CRI min | 3500K 98CRI typ | 3000K 70CRI min | 3000K 70CRI typ | 3000K 80CRI min | 3000K 80CRI typ | 3000K 90CRI min | 3000K 90CRI typ | 3000K 98CRI min | 3000K 98CRI typ | 2700K 80CRI min | 2700K 80CRI typ | 2700K 90CRI min | 2700K 90CRI typ | 2700K 98CRI min | 2700K 98CRI typ
[5 empty] | 1 | [14 empty] | 3626 | 3899 | 3388 | 3642 | 3700 | 3979 | 3457 | 3717 | 2940 | 3161 | 3593 | 3863 | 3356 | 3609 | 2940 | 3161 | 3566 | 3834 | 3318 | 3568 | 2857 | 3072 | 2559 | 2752 | 3237 | 3481 | 2779 | 2988 | 2491 | 2678 | 3318 | 3568 | 3143 | 3380 | 2658 | 2858 | 2329 | 2504 | 3016 | 3243 | 2537 | 2728 | 2205 | 2371
Cree XLamp CMT1930 15r {EZW} | White | CMT | 1930 | 36 | 1 | 0.35 | 2 | 0.014632 | -0.2426 | 1.4703 | 0.0069233 | 0.32009 | -1.6291 | 5.8887 | 31.0307 | -0.0022 | 58 | -0.0163 | 0 | 6500K 70CRI min | 6500K 70CRI typ | 6500K 80CRI min | 6500K 80CRI typ | 5700K 70CRI min | 5700K 70CRI typ | 5700K 80CRI min | 5700K 80CRI typ | 5700K 90CRI min | 5700K 90CRI typ | 5000K 70CRI min | 5000K 70CRI typ | 5000K 80CRI min | 5000K 80CRI typ | 5000K 90CRI min | 5000K 90CRI typ | 4000K 70CRI min | 4000K 70CRI typ | 4000K 80CRI min | 4000K 80CRI typ | 4000K 90CRI min | 4000K 90CRI typ | 4000K 98CRI min | 4000K 98CRI typ | 3500K 80CRI min | 3500K 80CRI typ | 3500K 90CRI min | 3500K 90CRI typ | 3500K 98CRI min | 3500K 98CRI typ | 3000K 70CRI min | 3000K 70CRI typ | 3000K 80CRI min | 3000K 80CRI typ | 3000K 90CRI min | 3000K 90CRI typ | 3000K 98CRI min | 3000K 98CRI typ | 2700K 80CRI min | 2700K 80CRI typ | 2700K 90CRI min | 2700K 90CRI typ | 2700K 98CRI min | 2700K 98CRI typ
[5 empty] | 1 | [14 empty] | 4205 | 4522 | 3929 | 4224 | 4291 | 4614 | 4009 | 4311 | 3410 | 3667 | 4167 | 4480 | 3893 | 4186 | 3410 | 3667 | 4135 | 4447 | 3848 | 4138 | 3313 | 3563 | 2968 | 3191 | 3754 | 4037 | 3223 | 3465 | 2888 | 3106 | 3848 | 4138 | 3646 | 3920 | 3082 | 3314 | 2701 | 2904 | 3498 | 3761 | 2943 | 3164 | 2557 | 2750
Cree XLamp CMT1945 15r {EZW} | White | CMT | 1945 | 36 | 1 | 0.35 | 2.5 | 0.005325 | -0.12951 | 1 | 0.0031211 | 0.12225 | -0.85924 | 4.1431 | 31.0856 | -0.002 | 59 | -0.014 | 0 | 6500K 70CRI min | 6500K 70CRI typ | 6500K 80CRI min | 6500K 80CRI typ | 5700K 70CRI min | 5700K 70CRI typ | 5700K 80CRI min | 5700K 80CRI typ | 5700K 90CRI min | 5700K 90CRI typ | 5000K 70CRI min | 5000K 70CRI typ | 5000K 80CRI min | 5000K 80CRI typ | 5000K 90CRI min | 5000K 90CRI typ | 4000K 70CRI min | 4000K 70CRI typ | 4000K 80CRI min | 4000K 80CRI typ | 4000K 90CRI min | 4000K 90CRI typ | 4000K 98CRI min | 4000K 98CRI typ | 3500K 80CRI min | 3500K 80CRI typ | 3500K 90CRI min | 3500K 90CRI typ | 3500K 98CRI min | 3500K 98CRI typ | 3000K 70CRI min | 3000K 70CRI typ | 3000K 80CRI min | 3000K 80CRI typ | 3000K 90CRI min | 3000K 90CRI typ | 3000K 98CRI min | 3000K 98CRI typ | 2700K 80CRI min | 2700K 80CRI typ | 2700K 90CRI min | 2700K 90CRI typ | 2700K 98CRI min | 2700K 98CRI typ
[5 empty] | 1 | [14 empty] | 6126 | 6587 | 5723 | 6153 | 6251 | 6721 | 5839 | 6279 | 4967 | 5341 | 6070 | 6526 | 5670 | 6097 | 4967 | 5341 | 6024 | 6477 | 5606 | 6027 | 4827 | 5190 | 4323 | 4648 | 5469 | 5880 | 4694 | 5047 | 4207 | 4524 | 5606 | 6027 | 5310 | 5710 | 4490 | 4828 | 3934 | 4230 | 5095 | 5479 | 4287 | 4609 | 3725 | 4005
Cree XLamp CMT2850 22r {EZW} | White | CMT | 2850 | 36 | 1 | 0.9 | 3.5 | -0.00025475 | -0.050335 | 0.79709 | 0.018565 | 0.029343 | -0.30866 | 2.5291 | 31.1621 | -0.0024 | 56 | -0.0141 | 0 | 6500K 70CRI min | 6500K 70CRI typ | 6500K 80CRI min | 6500K 80CRI typ | 5700K 70CRI min | 5700K 70CRI typ | 5700K 80CRI min | 5700K 80CRI typ | 5700K 90CRI min | 5700K 90CRI typ | 5000K 70CRI min | 5000K 70CRI typ | 5000K 80CRI min | 5000K 80CRI typ | 5000K 90CRI min | 5000K 90CRI typ | 4000K 70CRI min | 4000K 70CRI typ | 4000K 80CRI min | 4000K 80CRI typ | 4000K 90CRI min | 4000K 90CRI typ | 4000K 98CRI min | 4000K 98CRI typ | 3500K 80CRI min | 3500K 80CRI typ | 3500K 90CRI min | 3500K 90CRI typ | 3500K 98CRI min | 3500K 98CRI typ | 3000K 70CRI min | 3000K 70CRI typ | 3000K 80CRI min | 3000K 80CRI typ | 3000K 90CRI min | 3000K 90CRI typ | 3000K 98CRI min | 3000K 98CRI typ | 2700K 80CRI min | 2700K 80CRI typ | 2700K 90CRI min | 2700K 90CRI typ | 2700K 98CRI min | 2700K 98CRI typ
[5 empty] | 1 | [14 empty] | 7563 | 8132 | 7066 | 7597 | 7717 | 8298 | 7210 | 7753 | 6133 | 6594 | 7494 | 8058 | 7001 | 7528 | 6133 | 6594 | 7437 | 7997 | 6921 | 7442 | 5959 | 6408 | 5337 | 5739 | 6752 | 7260 | 5796 | 6232 | 5195 | 5586 | 6921 | 7442 | 6557 | 7050 | 5543 | 5961 | 4857 | 5223 | 6291 | 6765 | 5293 | 5691 | 4599 | 4945
Cree XLamp CMT2870 22r {EZW} | White | CMT | 2870 | 52 | 1 | 0.7 | 2.8 | 0.0021848 | -0.089489 | 0.89766 | -0.0017439 | 0.069836 | -0.67776 | 4.468 | 46.6379 | -0.0021 | 58 | -0.0219 | 0 | 6500K 70CRI min | 6500K 70CRI typ | 6500K 80CRI min | 6500K 80CRI typ | 5700K 70CRI min | 5700K 70CRI typ | 5700K 80CRI min | 5700K 80CRI typ | 5700K 90CRI min | 5700K 90CRI typ | 5000K 70CRI min | 5000K 70CRI typ | 5000K 80CRI min | 5000K 80CRI typ | 5000K 90CRI min | 5000K 90CRI typ | 4000K 70CRI min | 4000K 70CRI typ | 4000K 80CRI min | 4000K 80CRI typ | 4000K 90CRI min | 4000K 90CRI typ | 4000K 98CRI min | 4000K 98CRI typ | 3500K 80CRI min | 3500K 80CRI typ | 3500K 90CRI min | 3500K 90CRI typ | 3500K 98CRI min | 3500K 98CRI typ | 3000K 70CRI min | 3000K 70CRI typ | 3000K 80CRI min | 3000K 80CRI typ | 3000K 90CRI min | 3000K 90CRI typ | 3000K 98CRI min | 3000K 98CRI typ | 2700K 80CRI min | 2700K 80CRI typ | 2700K 90CRI min | 2700K 90CRI typ | 2700K 98CRI min | 2700K 98CRI typ
[5 empty] | 1 | [14 empty] | 10138 | 10901 | 9471 | 10184 | 10345 | 11123 | 9664 | 10392 | 8220 | 8839 | 10045 | 10801 | 9384 | 10091 | 8220 | 8839 | 9969 | 10720 | 9277 | 9975 | 7988 | 8589 | 7154 | 7693 | 9051 | 9732 | 7769 | 8353 | 6963 | 7487 | 9277 | 9975 | 8789 | 9450 | 7431 | 7990 | 6511 | 7001 | 8433 | 9068 | 7094 | 7628 | 6164 | 6628
Cree XLamp CMT2890 22r {EZW} | White | CMT | 2890 | 52 | 1 | 0.9 | 3.3 | -0.0027812 | -0.040854 | 0.68901 | 0.025117 | 0.04261 | -0.47705 | 3.7957 | 46.6721 | -0.0025 | 58 | -0.02 | 0 | 6500K 70CRI min | 6500K 70CRI typ | 6500K 80CRI min | 6500K 80CRI typ | 5700K 70CRI min | 5700K 70CRI typ | 5700K 80CRI min | 5700K 80CRI typ | 5700K 90CRI min | 5700K 90CRI typ | 5000K 70CRI min | 5000K 70CRI typ | 5000K 80CRI min | 5000K 80CRI typ | 5000K 90CRI min | 5000K 90CRI typ | 4000K 70CRI min | 4000K 70CRI typ | 4000K 80CRI min | 4000K 80CRI typ | 4000K 90CRI min | 4000K 90CRI typ | 4000K 98CRI min | 4000K 98CRI typ | 3500K 80CRI min | 3500K 80CRI typ | 3500K 90CRI min | 3500K 90CRI typ | 3500K 98CRI min | 3500K 98CRI typ | 3000K 70CRI min | 3000K 70CRI typ | 3000K 80CRI min | 3000K 80CRI typ | 3000K 90CRI min | 3000K 90CRI typ | 3000K 98CRI min | 3000K 98CRI typ | 2700K 80CRI min | 2700K 80CRI typ | 2700K 90CRI min | 2700K 90CRI typ | 2700K 98CRI min | 2700K 98CRI typ
[5 empty] | 1 | [14 empty] | 12530 | 13473 | 11706 | 12587 | 12786 | 13748 | 11945 | 12844 | 10160 | 10925 | 12415 | 13350 | 11599 | 12472 | 10160 | 10925 | 12322 | 13249 | 11466 | 12329 | 9873 | 10616 | 8843 | 9508 | 11186 | 12028 | 9602 | 10325 | 8606 | 9254 | 11466 | 12329 | 10862 | 11680 | 9184 | 9875 | 8047 | 8653 | 10423 | 11207 | 8769 | 9429 | 7619 | 8192
Cree XLamp CXA1304 LES 6r 9V {EZW} | White | CXA | 1304 | 9 | 1 | 0.25 | 1 | 0.21726 | -1.2242 | 2.9599 | 0.013555 | 0.42048 | -1.3505 | 3.2826 | 7.9631 | -0.0025 | 68 | -0.004575 | 0 | 82 | 84 | 92 | 94 | A2 | A4 | B2 | B4 | C2 | C4 | D2 | D4
[5 empty] | 1 | [14 empty] | 200 | 220 | 250 | 290 | 330 | 355 | 380 | 410 | 440 | 475 | 510 | 550
Cree XLamp CXA1304 LES 6r 18V {EZW} | White | CXA | 1304 | 18 | 1 | 0.125 | 0.5 | 1.7381 | -4.897 | 5.9198 | 0.013555 | 6.7277 | -10.8039 | 13.1306 | 15.9262 | -0.0025 | 68 | -0.00915 | 0 | 82 | 84 | 92 | 94 | A2 | A4 | B2 | B4 | C2 | C4 | D2 | D4
[5 empty] | 1 | [14 empty] | 200 | 220 | 250 | 290 | 330 | 355 | 380 | 410 | 440 | 475 | 510 | 550
Cree XLamp CXA1304 LES 6r 36V {EZW} | White | CXA | 1304 | 36 | 1 | 0.06 | 0.25 | 13.905 | -19.5879 | 11.8397 | 0.013555 | 107.6434 | -86.4316 | 52.5223 | 31.8524 | -0.0025 | 68 | -0.0183 | 0 | 82 | 84 | 92 | 94 | A2 | A4 | B2 | B4 | C2 | C4 | D2 | D4
[5 empty] | 1 | [14 empty] | 200 | 220 | 250 | 290 | 330 | 355 | 380 | 410 | 440 | 475 | 510 | 550
Cree XLamp CXA1507 LES 9r 18V {EZW} | White | CXA | 1507 | 18 | 1 | 0.2 | 0.75 | 0.26091 | -1.5519 | 3.1792 | -0.001915 | 1.2108 | -3.2415 | 5.0936 | 16.1266 | -0.0022 | 65 | -0.0112 | 0 | C4 | D2 | D4 | E2 | E4 | F2 | F4 | G2 | G4 | H2 | H4 | J2
[5 empty] | 1 | [14 empty] | 475 | 510 | 550 | 590 | 635 | 680 | 730 | 780 | 840 | 900 | 970 | 1040
Cree XLamp CXA1507 LES 9r 36V {EZW} | White | CXA | 1507 | 36 | 1 | 0.1 | 0.375 | 2.0873 | -6.2077 | 6.3585 | -0.001915 | 19.3722 | -25.9318 | 20.3745 | 32.2532 | -0.0022 | 65 | -0.0224 | 0 | C4 | D2 | D4 | E2 | E4 | F2 | F4 | G2 | G4 | H2 | H4 | J2
[5 empty] | 1 | [14 empty] | 475 | 510 | 550 | 590 | 635 | 680 | 730 | 780 | 840 | 900 | 970 | 1040
Cree XLamp CXA1510 LES 9r 18V {EZW} | White | CXA | 1510 | 18 | 1 | 0.2 | 0.9 | 0.21114 | -1.0939 | 2.518 | 0.0097105 | 1.5407 | -4.2291 | 6.9528 | 15.116 | -0.0024 | 64 | -0.01035 | 0 | E4 | F2 | F4 | G2 | G4 | H2 | H4 | J2 | J4 | K2
[5 empty] | 1 | [14 empty] | 635 | 680 | 730 | 780 | 840 | 900 | 970 | 1040 | 1120 | 1200
Cree XLamp CXA1510 LES 9r 36V {EZW} | White | CXA | 1510 | 36 | 1 | 0.1 | 0.45 | 1.6891 | -4.3757 | 5.036 | 0.0097105 | 24.6506 | -33.8324 | 27.8113 | 30.2321 | -0.0024 | 64 | -0.0207 | 0 | E4 | F2 | F4 | G2 | G4 | H2 | H4 | J2 | J4 | K2
[5 empty] | 1 | [14 empty] | 635 | 680 | 730 | 780 | 840 | 900 | 970 | 1040 | 1120 | 1200
Cree XLamp CXA1512 LES 9r 18V {EZW} | White | CXA | 1512 | 18 | 1 | 0.4 | 1.2 | 0.054047 | -0.49496 | 1.7662 | 0.01613 | 0.20601 | -1.1489 | 4.126 | 16.0652 | -0.0023 | 56 | -0.00995 | 0 | G4 | H2 | H4 | J2 | J4 | K2 | K4 | M2 | M4 | N2 | N4
[5 empty] | 1 | [14 empty] | 840 | 900 | 970 | 1040 | 1120 | 1200 | 1290 | 1380 | 1485 | 1590 | 1710
Cree XLamp CXA1512 LES 9r 36V {EZW} | White | CXA | 1512 | 36 | 1 | 0.2 | 0.6 | 0.43238 | -1.9799 | 3.5324 | 0.01613 | 3.2961 | -9.1915 | 16.5042 | 32.1304 | -0.0023 | 56 | -0.0199 | 0 | G4 | H2 | H4 | J2 | J4 | K2 | K4 | M2 | M4 | N2 | N4
[5 empty] | 1 | [14 empty] | 840 | 900 | 970 | 1040 | 1120 | 1200 | 1290 | 1380 | 1485 | 1590 | 1710
Cree XLamp CXA1816 LES 12r {EZW} | White | CXA | 1816 | 36 | 1 | 0.25 | 0.9 | 0.30173 | -1.3478 | 2.7877 | 0.0072148 | 1.9383 | -6.1667 | 14.3238 | 31.1607 | -0.0026 | 66 | -0.0183 | 0 | J4 | K2 | K4 | M2 | M4 | N2 | N4 | P2 | P4 | Q2 | Q4 | R2
[5 empty] | 1 | [14 empty] | 1120 | 1200 | 1290 | 1380 | 1485 | 1590 | 1710 | 1830 | 1965 | 2100 | 2260 | 2420
Cree XLamp CXA1820 LES 12r {EZW} | White | CXA | 1820 | 36 | 1 | 0.35 | 1.05 | 0.0048024 | -0.65235 | 2.1172 | 0.022833 | 0.84306 | -3.2408 | 9.7645 | 31.8604 | -0.0028 | 70 | -0.017 | 0 | K4 | M2 | M4 | N2 | N4 | P2 | P4 | Q2 | Q4 | R2 | R4 | S2
[5 empty] | 1 | [14 empty] | 1290 | 1380 | 1485 | 1590 | 1710 | 1830 | 1965 | 2100 | 2260 | 2420 | 2600 | 2780
Cree XLamp CXA1830 LES 14r {EZW} | White | CXA | 1830 | 36 | 1 | 0.4 | 1.4 | 0.032256 | -0.40777 | 1.5684 | 0.0020811 | 0.45791 | -2.2657 | 7.5375 | 31.9561 | -0.0028 | 63 | -0.0194 | 0 | P4 | Q2 | Q4 | R2 | R4 | S2 | S4 | T2 | T4 | U2 | U4 | V2
[5 empty] | 1 | [14 empty] | 1965 | 2100 | 2260 | 2420 | 2600 | 2780 | 2990 | 3200 | 3440 | 3680 | 3955 | 4230
Cree XLamp CXA2520 LES 19r {EZW} | White | CXA | 2520 | 36 | 1 | 0.2 | 1.25 | 0.032621 | -0.52395 | 2.0957 | 0.017678 | 1.5289 | -5.0258 | 8.9436 | 31.6945 | -0.0025 | 68 | -0.0208 | 0 | K4 | M2 | M4 | N2 | N4 | P2 | P4 | Q2 | Q4 | R2 | R4 | S2 | S4
[5 empty] | 1 | [14 empty] | 1290 | 1380 | 1485 | 1590 | 1710 | 1830 | 1965 | 2100 | 2260 | 2420 | 2600 | 2780 | 2990
Cree XLamp CXA2530 LES 19r {EZW} | White | CXA | 2530 | 36 | 1 | 0.3 | 1.6 | 0.045512 | -0.42982 | 1.557 | 0.012858 | 0.55509 | -2.6348 | 7.7156 | 31.7768 | -0.0025 | 68 | -0.0191 | 0 | P4 | Q2 | Q4 | R2 | R4 | S2 | S4 | T2 | T4 | U2 | U4 | V2
[5 empty] | 1 | [14 empty] | 1965 | 2100 | 2260 | 2420 | 2600 | 2780 | 2990 | 3200 | 3440 | 3680 | 3955 | 4230
Cree XLamp CXA2540 LES 19r {EZW} | White | CXA | 2540 | 36 | 1 | 0.4 | 2.1 | -0.004979 | -0.17139 | 1.0771 | 0.023067 | 0.20008 | -1.2508 | 5.8069 | 31.2309 | -0.0027 | 68 | -0.0153 | 0 | S2 | S4 | T2 | T4 | U2 | U4 | V2 | V4 | W2 | W4 | X2 | X4
[5 empty] | 1 | [14 empty] | 2780 | 2990 | 3200 | 3440 | 3680 | 3955 | 4230 | 4545 | 4860 | 5225 | 5590 | 6010
Cree XLamp CXA3050 LES 23r {EZW} | White | CXA | 3050 | 36 | 1 | 0.4 | 2.5 | 0.020686 | -0.18131 | 0.92182 | -0.0043721 | 0.15991 | -1.0544 | 5.2028 | 30.4633 | -0.0022 | 69 | -0.0166 | 0 | U2 | U4 | V2 | V4 | W2 | W4 | X2 | X4 | Y2 | Y4 | Z2
[5 empty] | 1 | [14 empty] | 3680 | 3955 | 4230 | 4545 | 4860 | 5225 | 5590 | 6010 | 6430 | 6910 | 7390
Cree XLamp CXA3070 LES 23r {EZW} | White | CXA | 3070 | 36 | 1 | 0.335 | 2.8 | 0.0029733 | -0.073252 | 0.66406 | -0.0018201 | 0.063363 | -0.53386 | 3.5946 | 31.1878 | -0.0022 | 57 | -0.0128 | 0 | W2 | W4 | X2 | X4 | Y2 | Y4 | Z2 | Z4 | AB | AD | BB | BD | CB
[5 empty] | 1 | [14 empty] | 4860 | 5225 | 5590 | 6010 | 6430 | 6910 | 7390 | 7945 | 8500 | 9000 | 9500 | 10000 | 11000
Cree XLamp CXA3590 LES 30r 36V {EZW} | White | CXA | 3590 | 36 | 1 | 1 | 3.6 | 0.0027079 | -0.053299 | 0.54031 | -0.0094143 | 0.03964 | -0.38969 | 2.8874 | 30.9633 | -0.0024 | 59 | -0.0119 | 0 | Y4 | Z2 | Z4 | AB | AD | BB | BD | CB | CD | DB
[5 empty] | 1 | [14 empty] | 6910 | 7390 | 7945 | 8500 | 9000 | 9500 | 10000 | 11000 | 12000 | 13000
Cree XLamp CXA3590 LES 30r 72V {EZW} | White | CXA | 3590 | 81 | 1 | 0.5 | 1.8 | 0.021664 | -0.2132 | 1.0806 | -0.0094143 | 0.63425 | -3.1176 | 11.5497 | 61.9266 | -0.0024 | 59 | -0.0238 | 0 | Y4 | Z2 | Z4 | AB | AD | BB | BD | CB | CD | DB
[5 empty] | 1 | [14 empty] | 6910 | 7390 | 7945 | 8500 | 9000 | 9500 | 10000 | 11000 | 12000 | 13000
Cree XLamp CXB1304 6r 9V {EZW} | White | CXB | 1304 | 9 | 1 | 0.2 | 1 | 0.20887 | -1.1229 | 2.9941 | 0.0026907 | 0.26307 | -0.89296 | 2.3404 | 7.92 | -0.0023 | 60 | -0.004325 | 0 | ≥5000K 70CRI typ | 4000K 70CRI typ | ≥5000K 80CRI typ | 4000K 80CRI typ | 3500K 80CRI typ | 3000K 80CRI typ | 2700K 80CRI typ | 5000K 90CRI typ | 4000K 90CRI typ | 3500K 90CRI typ | 3000K 90CRI typ | 2700K 90CRI typ | 4000K 98CRI typ | 3500K 98CRI typ | 3000K 98CRI typ | 2700K 98CRI typ | Premium 31Q typ | Premium L7B typ | Premium 30Q typ | Premium 30U typ | Premium L7C typ | A2 | A4 | B2 | C4: B4; C5: C2; D2: C4; D3: D2; D4: D4
[5 empty] | 1 | [14 empty] | 575 | 567 | 543 | 530 | 516 | 500 | 480 | 483 | 469 | 451 | 430 | 405 | 380 | 355 | 355 | 330 | 410 | 440 | 410 | 410 | 330 | 330 | 355 | 380 | C4: 410; C5: 440; D2: 475; D3: 510; D4: 550
Cree XLamp CXB1304 6r 18V {EZW} | White | CXB | 1304 | 18 | 1 | 0.1 | 0.5 | 1.671 | -4.4917 | 5.9882 | 0.0026907 | 4.2092 | -7.1437 | 9.3616 | 15.84 | -0.0023 | 60 | -0.00865 | 0 | ≥5000K 70CRI typ | 4000K 70CRI typ | ≥5000K 80CRI typ | 4000K 80CRI typ | 3500K 80CRI typ | 3000K 80CRI typ | 2700K 80CRI typ | 5000K 90CRI typ | 4000K 90CRI typ | 3500K 90CRI typ | 3000K 90CRI typ | 2700K 90CRI typ | 4000K 98CRI typ | 3500K 98CRI typ | 3000K 98CRI typ | 2700K 98CRI typ | Premium 31Q typ | Premium L7B typ | Premium 30Q typ | Premium 30U typ | Premium L7C typ | A2 | A4 | B2 | C4: B4; C5: C2; D2: C4; D3: D2; D4: D4
[5 empty] | 1 | [14 empty] | 575 | 567 | 543 | 530 | 516 | 500 | 480 | 483 | 469 | 451 | 430 | 405 | 380 | 355 | 355 | 330 | 410 | 440 | 410 | 410 | 330 | 330 | 355 | 380 | C4: 410; C5: 440; D2: 475; D3: 510; D4: 550
Cree XLamp CXB1304 6r 36V {EZW} | White | CXB | 1304 | 36 | 1 | 0.05 | 0.25 | 13.3677 | -17.9668 | 11.9764 | 0.0026907 | 67.3465 | -57.1496 | 37.4466 | 31.68 | -0.0023 | 60 | -0.0173 | 0 | ≥5000K 70CRI typ | 4000K 70CRI typ | ≥5000K 80CRI typ | 4000K 80CRI typ | 3500K 80CRI typ | 3000K 80CRI typ | 2700K 80CRI typ | 5000K 90CRI typ | 4000K 90CRI typ | 3500K 90CRI typ | 3000K 90CRI typ | 2700K 90CRI typ | 4000K 98CRI typ | 3500K 98CRI typ | 3000K 98CRI typ | 2700K 98CRI typ | Premium 31Q typ | Premium L7B typ | Premium 30Q typ | Premium 30U typ | Premium L7C typ | A2 | A4 | B2 | C4: B4; C5: C2; D2: C4; D3: D2; D4: D4
[5 empty] | 1 | [14 empty] | 575 | 567 | 543 | 530 | 516 | 500 | 480 | 483 | 469 | 451 | 430 | 405 | 380 | 355 | 355 | 330 | 410 | 440 | 410 | 410 | 330 | 330 | 355 | 380 | C4: 410; C5: 440; D2: 475; D3: 510; D4: 550
Cree XLamp CXB1310 6r 18V {EZW} | White | CXA | 1310 | 18 | 1 | 0.4 | 1.4 | -0.014773 | -0.17371 | 1.562 | 0.029852 | 0.47392 | -1.5305 | 2.5246 | 15.5757 | -0.0018 | 60 | -0.0109 | 0 | ≥5000K 70CRI typ | 4000K 70CRI typ | ≥5000K 80CRI typ | 4000K 80CRI typ | 3500K 80CRI typ | 3000K 80CRI typ | 2700K 80CRI typ | 5000K 90CRI typ | 4000K 90CRI typ | 3500K 90CRI typ | 3000K 90CRI typ | 2700K 90CRI typ | 4000K 98CRI typ | 3500K 98CRI typ | 3000K 98CRI typ | 2700K 98CRI typ | Premium 31Q typ | Premium L7B typ | Premium 30Q typ | Premium 30U typ | Premium L7C typ | J2 | J4 | K2 | K4 | M2 | M4 | N2 | N4 | P2
[5 empty] | 1 | [14 empty] | 1740 | 1718 | 1652 | 1613 | 1569 | 1520 | 1459 | 1454 | 1387 | 1333 | 1269 | 1197 | 1200 | 1120 | 1120 | 1040 | 1200 | 1380 | 1200 | 1200 | 1040 | 1040 | 1120 | 1200 | 1290 | 1380 | 1485 | 1590 | 1710 | 1830
Cree XLamp CXB1310 6r 36V {EZW} | White | CXA | 1310 | 36 | 1 | 0.2 | 0.7 | -0.11818 | -0.69485 | 3.124 | 0.029852 | 7.5827 | -12.2439 | 10.0986 | 31.1514 | -0.0018 | 60 | -0.0218 | 0 | ≥5000K 70CRI typ | 4000K 70CRI typ | ≥5000K 80CRI typ | 4000K 80CRI typ | 3500K 80CRI typ | 3000K 80CRI typ | 2700K 80CRI typ | 5000K 90CRI typ | 4000K 90CRI typ | 3500K 90CRI typ | 3000K 90CRI typ | 2700K 90CRI typ | 4000K 98CRI typ | 3500K 98CRI typ | 3000K 98CRI typ | 2700K 98CRI typ | Premium 31Q typ | Premium L7B typ | Premium 30Q typ | Premium 30U typ | Premium L7C typ | J2 | J4 | K2 | K4 | M2 | M4 | N2 | N4 | P2
[5 empty] | 1 | [14 empty] | 1740 | 1718 | 1652 | 1613 | 1569 | 1520 | 1459 | 1454 | 1387 | 1333 | 1269 | 1197 | 1200 | 1120 | 1120 | 1040 | 1200 | 1380 | 1200 | 1200 | 1040 | 1040 | 1120 | 1200 | 1290 | 1380 | 1485 | 1590 | 1710 | 1830
Cree XLamp CXB1507 9r 18V {EZW} | White | CXB | 1507 | 18 | 1 | 0.2 | 0.75 | 0.30713 | -1.2376 | 3.0291 | 3.8164e-16 | 0.11147 | -1.5106 | 4.7796 | 15.8 | -0.0023 | 60 | -0.0087 | 0 | ≥5000K 70CRI typ | 4000K 70CRI typ | ≥5000K 80CRI typ | 4000K 80CRI typ | 3500K 80CRI typ | 3000K 80CRI typ | 2700K 80CRI typ | 5000K 90CRI typ | 4000K 90CRI typ | 3500K 90CRI typ | 3000K 90CRI typ | 2700K 90CRI typ | 4000K 98CRI typ | 3500K 98CRI typ | 3000K 98CRI typ | 2700K 98CRI typ | Premium 31Q typ | Premium L7B typ | Premium 30Q typ | Premium 30U typ | Premium L7C typ | F2 | F4 | G2 | G4 | H2 | H4 | J2 | J4 | K2
[5 empty] | 1 | [14 empty] | 1167 | 1152 | 1103 | 1077 | 1047 | 1015 | 974 | 982 | 953 | 916 | 873 | 823 | 780 | 730 | 680 | 680 | 840 | 900 | 840 | 840 | 680 | 680 | 730 | 780 | 840 | 900 | 970 | 1040 | 1120 | 1200
Cree XLamp CXB1507 9r 36V {EZW} | White | CXB | 1507 | 36 | 1 | 0.1 | 0.375 | 2.457 | -4.9503 | 6.0582 | 4.0246e-16 | 1.7835 | -12.0847 | 19.1182 | 31.6 | -0.0023 | 60 | -0.0174 | 0 | ≥5000K 70CRI typ | 4000K 70CRI typ | ≥5000K 80CRI typ | 4000K 80CRI typ | 3500K 80CRI typ | 3000K 80CRI typ | 2700K 80CRI typ | 5000K 90CRI typ | 4000K 90CRI typ | 3500K 90CRI typ | 3000K 90CRI typ | 2700K 90CRI typ | 4000K 98CRI typ | 3500K 98CRI typ | 3000K 98CRI typ | 2700K 98CRI typ | Premium 31Q typ | Premium L7B typ | Premium 30Q typ | Premium 30U typ | Premium L7C typ | F2 | F4 | G2 | G4 | H2 | H4 | J2 | J4 | K2
[5 empty] | 1 | [14 empty] | 1167 | 1152 | 1103 | 1077 | 1047 | 1015 | 974 | 982 | 953 | 916 | 873 | 823 | 780 | 730 | 680 | 680 | 840 | 900 | 840 | 840 | 680 | 680 | 730 | 780 | 840 | 900 | 970 | 1040 | 1120 | 1200
Cree XLamp CXB1512 9r 18V {EZW} | White | CXB | 1512 | 18 | 1 | 0.2 | 1.2 | 0.029439 | -0.32256 | 1.6658 | 0.0018965 | 0.41616 | -1.4737 | 3.2955 | 15.6331 | -0.0018 | 60 | -0.0081 | 0 | ≥5000K 70CRI typ | 4000K 70CRI typ | ≥5000K 80CRI typ | 4000K 80CRI typ | 3500K 80CRI typ | 3000K 80CRI typ | 2700K 80CRI typ | 5000K 90CRI typ | 4000K 90CRI typ | 3500K 90CRI typ | 3000K 90CRI typ | 2700K 90CRI typ | 4000K 98CRI typ | 3500K 98CRI typ | 3000K 98CRI typ | 2700K 98CRI typ | Premium 31Q typ | Premium L7B typ | Premium 30Q typ | Premium 30U typ | Premium L7C typ | J4 | K2 | K4 | M2 | M4 | N2 | N4 | P2 | P4 | Q2
[5 empty] | 1 | [14 empty] | 2008 | 1982 | 1898 | 1853 | 1802 | 1746 | 1676 | 1689 | 1640 | 1577 | 1502 | 1417 | 1407 | 1355 | 1303 | 1229 | 1502 | 1746 | 1502 | 1502 | 1303 | 1120 | 1200 | 1290 | 1380 | 1485 | 1590 | 1710 | 1830 | 1965 | 2100
Cree XLamp CXB1512 9r 36V {EZW} | White | CXB | 1512 | 36 | 1 | 0.1 | 0.6 | 0.23551 | -1.2902 | 3.3315 | 0.0018965 | 6.6586 | -11.7892 | 13.182 | 31.2662 | -0.0018 | 60 | -0.0162 | 0 | ≥5000K 70CRI typ | 4000K 70CRI typ | ≥5000K 80CRI typ | 4000K 80CRI typ | 3500K 80CRI typ | 3000K 80CRI typ | 2700K 80CRI typ | 5000K 90CRI typ | 4000K 90CRI typ | 3500K 90CRI typ | 3000K 90CRI typ | 2700K 90CRI typ | 4000K 98CRI typ | 3500K 98CRI typ | 3000K 98CRI typ | 2700K 98CRI typ | Premium 31Q typ | Premium L7B typ | Premium 30Q typ | Premium 30U typ | Premium L7C typ | J4 | K2 | K4 | M2 | M4 | N2 | N4 | P2 | P4 | Q2
[5 empty] | 1 | [14 empty] | 2008 | 1982 | 1898 | 1853 | 1802 | 1746 | 1676 | 1689 | 1640 | 1577 | 1502 | 1417 | 1407 | 1355 | 1303 | 1229 | 1502 | 1746 | 1502 | 1502 | 1303 | 1120 | 1200 | 1290 | 1380 | 1485 | 1590 | 1710 | 1830 | 1965 | 2100
Cree XLamp CXB1520 9r {EZW} | White | CXA | 1520 | 36 | 1 | 0.35 | 1.4 | 0.074766 | -0.47184 | 2.2566 | 0.0096981 | 0.037553 | -0.93727 | 3.5851 | 31.877 | -0.0018 | 61 | -0.0202 | 0 | ≥5000K 70CRI typ | 4000K 70CRI typ | ≥5000K 80CRI typ | 4000K 80CRI typ | 3500K 80CRI typ | 3000K 80CRI typ | 2700K 80CRI typ | 5000K 90CRI typ | 4000K 90CRI typ | 3500K 90CRI typ | 3000K 90CRI typ | 2700K 90CRI typ | 4000K 98CRI typ | 3500K 98CRI typ | 3000K 98CRI typ | 2700K 98CRI typ | Premium 31Q typ | Premium L7B typ | Premium 30Q typ | Premium 30U typ | Premium L7C typ | M4 | N2 | N4 | P2 | P4 | Q2 | Q4 | R2 | R4
[5 empty] | 1 | [14 empty] | 2593 | 2559 | 2462 | 2403 | 2337 | 2265 | 2174 | 2167 | 2067 | 1987 | 1891 | 1783 | 1840 | 1770 | 1705 | 1600 | 1891 | 2240 | 1891 | 1891 | 1620 | 1485 | 1590 | 1710 | 1830 | 1965 | 2100 | 2260 | 2420 | 2600
Cree XLamp CXB1816 12r {EZW} | White | CXB | 1816 | 36 | 1 | 0.25 | 0.9 | 0.2405 | -1.0894 | 2.7128 | 0.0016935 | 3.7937 | -8.9106 | 12.0894 | 31.5092 | -0.0021 | 59 | -0.019 | 0 | ≥5000K 70CRI typ | 4000K 70CRI typ | ≥5000K 80CRI typ | 4000K 80CRI typ | 3500K 80CRI typ | 3000K 80CRI typ | 2700K 80CRI typ | 5000K 90CRI typ | 4000K 90CRI typ | 3500K 90CRI typ | 3000K 90CRI typ | 2700K 90CRI typ | Premium 31Q typ | Premium 30Q typ | Premium 30U typ | M4 | N2 | N4 | P2 | P4 | Q2 | Q4 | R2 | R4
[5 empty] | 1 | [14 empty] | 2571 | 2537 | 2430 | 2372 | 2307 | 2236 | 2146 | 2163 | 2099 | 2019 | 1923 | 1814 | 1923 | 1923 | 1923 | 1485 | 1590 | 1710 | 1830 | 1965 | 2100 | 2260 | 2420 | 2600
Cree XLamp CXB1820 12r {EZW} | White | CXB | 1820 | 36 | 1 | 0.35 | 1.05 | 0.076532 | -0.59487 | 2.1708 | 0.0024582 | 0.87348 | -3.0341 | 9.0238 | 31.1931 | -0.0021 | 60 | -0.0161 | 0 | ≥5000K 70CRI typ | 4000K 70CRI typ | ≥5000K 80CRI typ | 4000K 80CRI typ | 3500K 80CRI typ | 3000K 80CRI typ | 2700K 80CRI typ | 5000K 90CRI typ | 4000K 90CRI typ | 3500K 90CRI typ | 3000K 90CRI typ | 2700K 90CRI typ | 4000K 98CRI typ | 3500K 98CRI typ | 3000K 98CRI typ | 2700K 98CRI typ | Premium 31Q typ | Premium L7B typ | Premium 30Q typ | Premium 30U typ | Premium L7C typ | P2 | P4 | Q2 | Q4 | R2 | R4 | S2 | S4 | T2 | T4
[5 empty] | 1 | [14 empty] | 3277 | 3235 | 3098 | 3024 | 2941 | 2850 | 2736 | 2757 | 2676 | 2573 | 2451 | 2312 | 2297 | 2212 | 2127 | 2006 | 2451 | 2850 | 2451 | 2451 | 2127 | 1830 | 1965 | 2100 | 2260 | 2420 | 2600 | 2780 | 2990 | 3200 | 3440
Cree XLamp CXB1830 14r {EZW} | White | CXB | 1830 | 36 | 1 | 0.4 | 1.4 | 0.052311 | -0.35496 | 1.5571 | -0.010398 | 0.54098 | -2.24 | 6.8111 | 31.2903 | -0.0019 | 53 | -0.0188 | 0 | ≥5000K 70CRI typ | 4000K 70CRI typ | ≥5000K 80CRI typ | 4000K 80CRI typ | 3500K 80CRI typ | 3000K 80CRI typ | 2700K 80CRI typ | 5000K 90CRI typ | 4000K 90CRI typ | 3500K 90CRI typ | 3000K 90CRI typ | 2700K 90CRI typ | 4000K 98CRI typ | 3500K 98CRI typ | 3000K 98CRI typ | 2700K 98CRI typ | Premium 31Q typ | Premium L7B typ | Premium 30Q typ | Premium 30U typ | Premium L7C typ | R4 | S2 | S4 | T2 | T4 | U2 | U4 | V2 | V4 | W2
[5 empty] | 1 | [14 empty] | 4775 | 4712 | 4513 | 4405 | 4285 | 4152 | 3986 | 4017 | 3899 | 3749 | 3571 | 3368 | 3346 | 3222 | 3098 | 2923 | 3571 | 4152 | 3571 | 3571 | 3098 | 2600 | 2780 | 2990 | 3200 | 3440 | 3680 | 3955 | 4230 | 4545 | 4860
Cree XLamp CXB2530 19r {EZW} | White | CXB | 2530 | 36 | 1 | 0.3 | 1.6 | 0.048559 | -0.36761 | 1.5537 | 0.00012746 | 0.4897 | -2.2086 | 6.3917 | 31.565 | -0.0021 | 58 | -0.0197 | 0 | ≥5000K 70CRI typ | 4000K 70CRI typ | ≥5000K 80CRI typ | 4000K 80CRI typ | 3500K 80CRI typ | 3000K 80CRI typ | 2700K 80CRI typ | 5000K 90CRI typ | 4000K 90CRI typ | 3500K 90CRI typ | 3000K 90CRI typ | 2700K 90CRI typ | 4000K 98CRI typ | 3500K 98CRI typ | 3000K 98CRI typ | 2700K 98CRI typ | Premium 31Q typ | Premium L7B typ | Premium 30Q typ | Premium 30U typ | Premium L7C typ | R4 | S2 | S4 | T2 | T4 | U2 | U4 | V2 | V4 | W2
[5 empty] | 1 | [14 empty] | 4621 | 4560 | 4367 | 4263 | 4146 | 4018 | 3857 | 3887 | 3773 | 3628 | 3455 | 3259 | 3238 | 3118 | 2998 | 2829 | 3455 | 4018 | 3455 | 3455 | 2829 | 2600 | 2780 | 2990 | 3200 | 3440 | 3680 | 3955 | 4230 | 4545 | 4860
Cree XLamp CXB2540 19r {EZW} | White | CXB | 2540 | 36 | 1 | 0.4 | 2.1 | -0.0086897 | -0.13321 | 1.0712 | 0.01526 | 0.2938 | -1.6053 | 5.1748 | 31.0546 | -0.0026 | 61 | -0.018 | 0 | ≥5000K 70CRI typ | 4000K 70CRI typ | ≥5000K 80CRI typ | 4000K 80CRI typ | 3500K 80CRI typ | 3000K 80CRI typ | 2700K 80CRI typ | 5000K 90CRI typ | 4000K 90CRI typ | 3500K 90CRI typ | 3000K 90CRI typ | 2700K 90CRI typ | 4000K 98CRI typ | 3500K 98CRI typ | 3000K 98CRI typ | 2700K 98CRI typ | Premium 31Q typ | Premium L7B typ | Premium 30Q typ | Premium 30U typ | Premium L7C typ | T4 | U2 | U4 | V2 | V4 | W2 | W4 | X2 | X4 | Y2
[5 empty] | 1 | [14 empty] | 6350 | 6267 | 6002 | 5859 | 5699 | 5522 | 5301 | 5372 | 5185 | 4986 | 4749 | 4479 | 4451 | 4286 | 4121 | 3888 | 4749 | 5522 | 4749 | 4749 | 4121 | 3440 | 3680 | 3955 | 4230 | 4545 | 4860 | 5225 | 5590 | 6010 | 6430
Cree XLamp CXB3050 23r {EZW} | White | CXB | 3050 | 36 | 1 | 0.8 | 2.5 | -0.015425 | -0.0068584 | 0.72255 | 0.076908 | -0.0076876 | -0.20899 | 2.8395 | 31.6624 | -0.0021 | 51 | -0.0155 | 0 | ≥5000K 70CRI typ | 4000K 70CRI typ | ≥5000K 80CRI typ | 4000K 80CRI typ | 3500K 80CRI typ | 3000K 80CRI typ | 2700K 80CRI typ | 5000K 90CRI typ | 4000K 90CRI typ | 3500K 90CRI typ | 3000K 90CRI typ | 2700K 90CRI typ | W2 | W4 | X2 | X4 | Y2 | Y4 | Z2 | Z4 | AB
[5 empty] | 1 | [14 empty] | 8199 | 8092 | 7749 | 7564 | 7357 | 7129 | 6844 | 6897 | 6694 | 6438 | 6131 | 5783 | 4860 | 5225 | 5590 | 6010 | 6430 | 6910 | 7390 | 7945 | 8500
Cree XLamp CXB3070 23r {EZW} | White | CXB | 3070 | 36 | 1 | 0.335 | 2.8 | 0.0047893 | -0.077489 | 0.65184 | -0.0037321 | 0.076663 | -0.62359 | 3.7155 | 30.7906 | -0.0022 | 67 | -0.0144 | 0 | ≥5000K 70CRI typ | 4000K 70CRI typ | ≥5000K 80CRI typ | 4000K 80CRI typ | 3500K 80CRI typ | 3000K 80CRI typ | 2700K 80CRI typ | 5000K 90CRI typ | 4000K 90CRI typ | 3500K 90CRI typ | 3000K 90CRI typ | 2700K 90CRI typ | Y4 | Z2 | Z4 | AB | AD | BB | BD | CB | CD
[5 empty] | 1 | [14 empty] | 11200 | 11054 | 10586 | 10333 | 10051 | 9739 | 9349 | 9475 | 9145 | 8794 | 8375 | 7900 | 6910 | 7390 | 7945 | 8500 | 9000 | 9500 | 10000 | 11000 | 12000
Cree XLamp CXB3590 30r 36V {EZW} | White | CXB | 3590 | 36 | 1 | 1.4 | 3.6 | 0.006022 | -0.094604 | 0.62844 | -0.086292 | 0.037033 | -0.36641 | 2.7537 | 30.92 | -0.0025 | 73 | -0.0141 | 0 | ≥5000K 70CRI typ | 4000K 70CRI typ | ≥5000K 80CRI typ | 4000K 80CRI typ | 3500K 80CRI typ | 3000K 80CRI typ | 2700K 80CRI typ | 5000K 90CRI typ | 4000K 90CRI typ | 3500K 90CRI typ | 3000K 90CRI typ | 2700K 90CRI typ | AD | BB | BD | CB | CD | DB | DD | EB
[5 empty] | 1 | [14 empty] | 14265 | 14079 | 13483 | 13161 | 12801 | 12404 | 11908 | 12000 | 11647 | 11201 | 10668 | 10062 | 9000 | 9500 | 10000 | 11000 | 12000 | 13000 | 14000 | 15000
Cree XLamp CXB3590 30r 72V {EZW} | White | CXB | 3590 | 81 | 1 | 0.7 | 1.8 | 0.048176 | -0.37842 | 1.2569 | -0.086292 | 0.59253 | -2.9313 | 11.0149 | 61.8399 | -0.0025 | 73 | -0.0282 | 0 | ≥5000K 70CRI typ | 4000K 70CRI typ | ≥5000K 80CRI typ | 4000K 80CRI typ | 3500K 80CRI typ | 3000K 80CRI typ | 2700K 80CRI typ | 5000K 90CRI typ | 4000K 90CRI typ | 3500K 90CRI typ | 3000K 90CRI typ | 2700K 90CRI typ | AD | BB | BD | CB | CD | DB | DD | EB
[5 empty] | 1 | [14 empty] | 14265 | 14079 | 13483 | 13161 | 12801 | 12404 | 11908 | 12000 | 11647 | 11201 | 10668 | 10062 | 9000 | 9500 | 10000 | 11000 | 12000 | 13000 | 14000 | 15000
Cree XLamp MC-E 4S {CW/NW/WW} | White | MCE | 4WT |  | 1 | 0.1 | 0.7 | 0 | -0.9827 | 3.1628 | 0.0134 | 2.9093 | -6.4209 | 7.7003 | 10.3667 | -0.002345 | 25 | -0.016 | 3 | H | J | K | M | 0 | 0 | 0 | 0 | 0 | 0 | 0 | 0 | 0 | 0 | 0 | 0 | 0 | 0 | 0 | 0 | 0 | 0 | 0 | 0 | 0 | 0 | 0 | 0 | 0
[5 empty] | 1 | [14 empty] | 280 | 320 | 370 | 430 | 0 | 0 | 0 | 0 | 0 | 0 | 0 | 0 | 0 | 0 | 0 | 0 | 0 | 0 | 0 | 0 | 0 | 0 | 0 | 0 | 0 | 0 | 0 | 0 | 0
Cree XLamp MC-E 2S/2P {CW/NW/WW} | White | MCE | EZW |  | 1 | 0.2 | 1.4 | 0 | -0.24568 | 1.5814 | 0.0134 | 0.18183 | -0.80261 | 1.9251 | 5.1834 | -0.002345 | 25 | -0.008 | 3 | H | J | K | M | 0 | 0 | 0 | 0 | 0 | 0 | 0 | 0 | 0 | 0 | 0 | 0 | 0 | 0 | 0 | 0 | 0 | 0 | 0 | 0 | 0 | 0 | 0 | 0 | 0
[5 empty] | 1 | [14 empty] | 280 | 320 | 370 | 430 | 0 | 0 | 0 | 0 | 0 | 0 | 0 | 0 | 0 | 0 | 0 | 0 | 0 | 0 | 0 | 0 | 0 | 0 | 0 | 0 | 0 | 0 | 0 | 0 | 0
Cree XLamp MC-E 4P {CW/NW/WW} | White | MCE | EZW |  | 1 | 0.4 | 2.8 | 0 | -0.061419 | 0.7907 | 0.0134 | 0.011364 | -0.10033 | 0.48127 | 2.5917 | -0.002345 | 25 | -0.004 | 3 | H | J | K | M | 0 | 0 | 0 | 0 | 0 | 0 | 0 | 0 | 0 | 0 | 0 | 0 | 0 | 0 | 0 | 0 | 0 | 0 | 0 | 0 | 0 | 0 | 0 | 0 | 0
[5 empty] | 1 | [14 empty] | 280 | 320 | 370 | 430 | 0 | 0 | 0 | 0 | 0 | 0 | 0 | 0 | 0 | 0 | 0 | 0 | 0 | 0 | 0 | 0 | 0 | 0 | 0 | 0 | 0 | 0 | 0 | 0 | 0
Cree XLamp MHB-A 9V {AWT} | White | MHB | AWT | 9 | 1 | 0.1 | 0.7 | 0.22427 | -1.0306 | 2.5059 | 0.0097996 | 0.57902 | -1.5039 | 3.2727 | 7.9616 | -0.0019703 | 85 | -0.004 | 5.5 | 3000K 80CRI typ | 2700K 80CRI typ | 94 | A2 | A4 | B2 | B4 | C2 | C4 | D2 | D4 | E2 | bar: AD
[5 empty] | 1 | [14 empty] | 495 | 475 | 290 | 330 | 355 | 380 | 410 | 440 | 475 | 510 | 550 | 590 | AD: 635
Cree XLamp MHB-A 18V {AWT} | White | MHB | AWT | 18 | 1 | 0.05 | 0.35 | 1.7942 | -4.1223 | 5.0118 | 0.0097996 | 9.2643 | -12.031 | 13.0906 | 15.9232 | -0.0019703 | 85 | -0.008 | 5.5 | 3000K 80CRI typ | 2700K 80CRI typ | 94 | A2 | A4 | B2 | B4 | C2 | C4 | D2 | D4 | E2 | bar: AD
[5 empty] | 1 | [14 empty] | 495 | 475 | 290 | 330 | 355 | 380 | 410 | 440 | 475 | 510 | 550 | 590 | AD: 635
Cree XLamp MHB-A 36V {AWT} | White | MHB | AWT | 36 | 1 | 0.025 | 0.175 | 14.3535 | -16.4893 | 10.0237 | 0.0097996 | 148.2283 | -96.2478 | 52.3626 | 31.8463 | -0.0019703 | 85 | -0.016 | 5.5 | 3000K 80CRI typ | 2700K 80CRI typ | 94 | A2 | A4 | B2 | B4 | C2 | C4 | D2 | D4 | E2 | bar: AD
[5 empty] | 1 | [14 empty] | 495 | 475 | 290 | 330 | 355 | 380 | 410 | 440 | 475 | 510 | 550 | 590 | AD: 635
Cree XLamp MHB-B 9V {AWT} | White | MHB | AWT | 9 | 1 | 0.2 | 0.7 | 0.19328 | -0.81947 | 2.4415 | -0.0045 | 2.0988 | -3.6436 | 3.662 | 7.5996 | -0.002089 | 85 | -0.004 | 4 | B4 | C2 | C4 | D2 | D4 | E2 | E4 | F2
[5 empty] | 1 | [14 empty] | 410 | 440 | 475 | 510 | 550 | 590 | 635 | 680
Cree XLamp MHB-B 18V {AWT} | White | MHB | AWT | 18 | 1 | 0.1 | 0.35 | 1.5462 | -3.2779 | 4.883 | -0.0045 | 33.5815 | -29.1486 | 14.648 | 15.1992 | -0.002089 | 85 | -0.008 | 4 | B4 | C2 | C4 | D2 | D4 | E2 | E4 | F2
[5 empty] | 1 | [14 empty] | 410 | 440 | 475 | 510 | 550 | 590 | 635 | 680
Cree XLamp MHB-B 36V {AWT} | White | MHB | AWT | 36 | 1 | 0.05 | 0.175 | 12.3699 | -13.1114 | 9.7661 | -0.0045 | 537.3035 | -233.1889 | 58.5919 | 30.3984 | -0.002089 | 85 | -0.016 | 4 | B4 | C2 | C4 | D2 | D4 | E2 | E4 | F2
[5 empty] | 1 | [14 empty] | 410 | 440 | 475 | 510 | 550 | 590 | 635 | 680
Cree XLamp MHD-E 9V {EZW} | White | MHD | EWT | 9 | 1 | 0.2 | 1.4 | 0.047018 | -0.33749 | 1.4898 | 0.00011246 | 0.23532 | -0.81326 | 2.088 | 7.8046 | -0.0019784 | 85 | -0.00375 | 3.2 | C4 | D2 | D4 | E2 | E4 | F2 | F4 | G2 | G4 | H2 | H4 | J2
[5 empty] | 1 | [14 empty] | 475 | 510 | 550 | 590 | 635 | 680 | 730 | 780 | 840 | 900 | 970 | 1040
Cree XLamp MHD-E 18V {EZW} | White | MHD | EWT | 18 | 1 | 0.1 | 0.7 | 0.37615 | -1.35 | 2.9795 | 0.00011246 | 3.7652 | -6.5061 | 8.352 | 15.6092 | -0.0019784 | 85 | -0.0075 | 3.2 | C4 | D2 | D4 | E2 | E4 | F2 | F4 | G2 | G4 | H2 | H4 | J2
[5 empty] | 1 | [14 empty] | 475 | 510 | 550 | 590 | 635 | 680 | 730 | 780 | 840 | 900 | 970 | 1040
Cree XLamp MHD-E 36V {EZW} | White | MHD | EWT | 36 | 1 | 0.05 | 0.35 | 3.0092 | -5.3998 | 5.959 | 0.00011246 | 60.2425 | -52.0485 | 33.4082 | 31.2184 | -0.0019784 | 85 | -0.015 | 3.2 | C4 | D2 | D4 | E2 | E4 | F2 | F4 | G2 | G4 | H2 | H4 | J2
[5 empty] | 1 | [14 empty] | 475 | 510 | 550 | 590 | 635 | 680 | 730 | 780 | 840 | 900 | 970 | 1040
Cree XLamp MHD-G 18V {EZW} | White | MHD | GWT | 18 | 1 | 0.1 | 1 | 0.12481 | -0.57824 | 1.7681 | 0.0028933 | 0.74934 | -2.6035 | 5.306 | 15.5045 | -0.0021609 | 85 | -0.0085 | 2.6 | G4 | H2 | H4 | J2 | J4 | K2 | K4 | M2 | M4 | N2 | N4 | P2
[5 empty] | 1 | [14 empty] | 840 | 900 | 970 | 1040 | 1120 | 1200 | 1290 | 1380 | 1485 | 1590 | 1710 | 1830
Cree XLamp MHD-G 36V {EZW} | White | MHD | GWT | 36 | 1 | 0.05 | 0.5 | 0.99849 | -2.313 | 3.5361 | 0.0028933 | 11.9895 | -20.8281 | 21.224 | 31.009 | -0.0021609 | 85 | -0.017 | 2.6 | G4 | H2 | H4 | J2 | J4 | K2 | K4 | M2 | M4 | N2 | N4 | P2
[5 empty] | 1 | [14 empty] | 840 | 900 | 970 | 1040 | 1120 | 1200 | 1290 | 1380 | 1485 | 1590 | 1710 | 1830
Cree XLamp MK-R 6V {EZW} | White | MKR | AWT | 6 | 1 | 0.35 | 2.5 | 0.011833 | -0.11073 | 0.85205 | -0.0083138 | 0.030309 | -0.18817 | 0.61768 | 5.2709 | -0.0023512 | 85 | -0.004 | 1.7 | D2 | D4 | E2 | E4 | F2 | F4 | G2 | G4 | H2 | H4 | J2 | J4 | bar: AD
[5 empty] | 1 | [14 empty] | 510 | 550 | 590 | 635 | 680 | 730 | 780 | 840 | 900 | 970 | 1040 | 1120 | AD: 1200
Cree XLamp MK-R 12V {EZW} | White | MKR | AWT | 12 | 1 | 0.175 | 1.25 | 0.094664 | -0.4429 | 1.7041 | -0.0083138 | 0.48494 | -1.5054 | 2.4707 | 10.5418 | -0.0023512 | 85 | -0.008 | 1.7 | D2 | D4 | E2 | E4 | F2 | F4 | G2 | G4 | H2 | H4 | J2 | J4 | bar: AD
[5 empty] | 1 | [14 empty] | 510 | 550 | 590 | 635 | 680 | 730 | 780 | 840 | 900 | 970 | 1040 | 1120 | AD: 1200
Cree XLamp ML-B {CW/WW} | White | MLB | AWT |  | 1 | 0.02 | 0.175 | 0 | -17.458 | 13.159 | 0.059 | 0 | -11.861 | 7.7186 | 2.7584 | -0.0023 | 25 | -0.0035 | 25 | TYP {5000K} | TYP {4000K} | TYP {3500K} | TYP {3000K} | H0 | J0 | K2 | 0 | 0 | 0 | 0 | 0 | 0 | 0 | 0 | 0 | 0 | 0 | 0 | 0 | 0 | 0 | 0 | 0 | 0 | 0 | 0 | 0 | 0
[5 empty] | 1 | [14 empty] | 26.4 | 25.2 | 23.6 | 22.3 | 18.1 | 23.5 | 30.6 | 0 | 0 | 0 | 0 | 0 | 0 | 0 | 0 | 0 | 0 | 0 | 0 | 0 | 0 | 0 | 0 | 0 | 0 | 0 | 0 | 0 | 0
Cree XLamp ML-C {CW/WW} | White | MLC | AWT |  | 1 | 0.05 | 0.35 | 0 | -14.685 | 11.241 | 0.0097 | 0 | -5.7411 | 5.2258 | 2.7348 | -0.0023 | 25 | -0.0035 | 13 | TYP {5000K} | TYP {4000K} | TYP {3000K} | H0 | J2 | J3 | K2 | K3 | 0 | 0 | 0 | 0 | 0 | 0 | 0 | 0 | 0 | 0 | 0 | 0 | 0 | 0 | 0 | 0 | 0 | 0 | 0 | 0 | 0
[5 empty] | 1 | [14 empty] | 34.9 | 33.3 | 29.5 | 18.1 | 23.5 | 26.8 | 30.6 | 35.2 | 0 | 0 | 0 | 0 | 0 | 0 | 0 | 0 | 0 | 0 | 0 | 0 | 0 | 0 | 0 | 0 | 0 | 0 | 0 | 0 | 0
Cree XLamp ML-CS {CW/WW} | White | MLC | SWT |  | 1 | 0.02 | 0.175 | 0 | -58.74 | 22.482 | 0.0097 | 0 | -45.9285 | 20.9031 | 5.4697 | -0.0023 | 25 | -0.007 | 13 | TYP {5000K} | TYP {4000K} | TYP {3000K} | H0 | J2 | J3 | K2 | K3 | 0 | 0 | 0 | 0 | 0 | 0 | 0 | 0 | 0 | 0 | 0 | 0 | 0 | 0 | 0 | 0 | 0 | 0 | 0 | 0 | 0
[5 empty] | 1 | [14 empty] | 34.9 | 33.3 | 29.5 | 18.1 | 23.5 | 26.8 | 30.6 | 35.2 | 0 | 0 | 0 | 0 | 0 | 0 | 0 | 0 | 0 | 0 | 0 | 0 | 0 | 0 | 0 | 0 | 0 | 0 | 0 | 0 | 0
Cree XLamp ML-E {CW/WW} | White | MLE | AWT |  | 1 | 0.05 | 0.5 | 2.0327 | -5.6988 | 7.4826 | -0.0010224 | 7.1276 | -7.9452 | 4.3661 | 2.6998 | -0.0023 | 25 | -0.0033 | 11 | K2 | K3 | M2 | M3 | N2 | N3 | N4 | 0 | 0 | 0 | 0 | 0 | 0 | 0 | 0 | 0 | 0 | 0 | 0 | 0 | 0 | 0 | 0 | 0 | 0 | 0 | 0 | 0 | 0
[5 empty] | 1 | [14 empty] | 30.6 | 35.2 | 39.8 | 45.7 | 51.7 | 56.8 | 62 | 0 | 0 | 0 | 0 | 0 | 0 | 0 | 0 | 0 | 0 | 0 | 0 | 0 | 0 | 0 | 0 | 0 | 0 | 0 | 0 | 0 | 0
Cree XLamp ML-ES {CW/WW} | White | MLE | SWT |  | 1 | 0.02 | 0.175 | 54.8842 | -51.2888 | 22.4477 | -0.0010224 | 577.3396 | -214.5213 | 39.2948 | 8.0994 | -0.0023 | 25 | -0.001 | 11 | K2 | K3 | M2 | M3 | N2 | N3 | N4 | 0 | 0 | 0 | 0 | 0 | 0 | 0 | 0 | 0 | 0 | 0 | 0 | 0 | 0 | 0 | 0 | 0 | 0 | 0 | 0 | 0 | 0
[5 empty] | 1 | [14 empty] | 30.6 | 35.2 | 39.8 | 45.7 | 51.7 | 56.8 | 62 | 0 | 0 | 0 | 0 | 0 | 0 | 0 | 0 | 0 | 0 | 0 | 0 | 0 | 0 | 0 | 0 | 0 | 0 | 0 | 0 | 0 | 0
Cree XLamp MT-G2: 6V {EZW} | White | MTG | BEZ | 6 | 1 | 0.35 | 3 | 0.011772 | -0.12435 | 1.0409 | -0.010136 | 0.031967 | -0.21198 | 0.6911 | 5.1537 | -0.0025043 | 85 | -0.004 | 1.5 | E0 | F0 | G0 | H0 | J0 | K0 | M0 | N0 | P0 | Q0 |  |  |  | 0 | 0 | 0 | 0 | 0 | 0 | 0 | 0 | 0 | 0 | 0 | 0 | 0 | 0 | 0 | 0
[5 empty] | 1 | [14 empty] | 440 | 480 | 520 | 560 | 600 | 650 | 700 | 750 | 800 | 860 |  |  |  | 0 | 0 | 0 | 0 | 0 | 0 | 0 | 0 | 0 | 0 | 0 | 0 | 0 | 0 | 0 | 0
Cree XLamp MT-G2: 9V {EZW} | White | MTG | BEZ | 9 | 1 | 0.24 | 2 | 0.03973 | -0.2798 | 1.5613 | -0.010136 | 0.16184 | -0.71544 | 1.555 | 7.7306 | -0.0025043 | 85 | -0.006 | 1.5 | E0 | F0 | G0 | H0 | J0 | K0 | M0 | N0 | P0 | Q0 |  |  |  | 0 | 0 | 0 | 0 | 0 | 0 | 0 | 0 | 0 | 0 | 0 | 0 | 0 | 0 | 0 | 0
[5 empty] | 1 | [14 empty] | 440 | 480 | 520 | 560 | 600 | 650 | 700 | 750 | 800 | 860 |  |  |  | 0 | 0 | 0 | 0 | 0 | 0 | 0 | 0 | 0 | 0 | 0 | 0 | 0 | 0 | 0 | 0
Cree XLamp MT-G2: 36V {EZW} | White | MTG | BEZ | 36 | 1 | 0.06 | 0.5 | 2.5427 | -4.4767 | 6.2451 | -0.010136 | 41.4298 | -45.7885 | 24.8797 | 30.9224 | -0.0025043 | 85 | -0.026 | 1.5 | E0 | F0 | G0 | H0 | J0 | K0 | M0 | N0 | P0 | Q0 |  |  |  | 0 | 0 | 0 | 0 | 0 | 0 | 0 | 0 | 0 | 0 | 0 | 0 | 0 | 0 | 0 | 0
[5 empty] | 1 | [14 empty] | 440 | 480 | 520 | 560 | 600 | 650 | 700 | 750 | 800 | 860 |  |  |  | 0 | 0 | 0 | 0 | 0 | 0 | 0 | 0 | 0 | 0 | 0 | 0 | 0 | 0 | 0 | 0
Cree XLamp MX-3 {CW/WW} | White | MX3 | AWT |  | 1 | 0.1 | 0.4 | 0 | -1.8193 | 3.3931 | 0.0353 | 0 | -3.6667 | 4.05 | 2.7317 | -0.00274 | 25 | -0.0027 | 11 | P3 | P4 | Q2 | Q3 | Q4 | Q5 | R2 | 0 | 0 | 0 | 0 | 0 | 0 | 0 | 0 | 0 | 0 | 0 | 0 | 0 | 0 | 0 | 0 | 0 | 0 | 0 | 0 | 0 | 0
[5 empty] | 1 | [14 empty] | 73.9 | 80.6 | 87.4 | 93.9 | 100 | 107 | 114 | 0 | 0 | 0 | 0 | 0 | 0 | 0 | 0 | 0 | 0 | 0 | 0 | 0 | 0 | 0 | 0 | 0 | 0 | 0 | 0 | 0 | 0
Cree XLamp MX-6 {CW/WW} | White | MX6 | AWT |  | 1 | 0.1 | 1 | 0 | -0.9913 | 3.5855 | 0.0136 | 0 | -0.7698 | 2.1579 | 2.7219 | -0.002646 | 25 | -0.0033 | 5 | N4 | P2 | P3 | P4 | Q2 | Q3 | Q4 | Q5 | R2 | R3 | 0 | 0 | 0 | 0 | 0 | 0 | 0 | 0 | 0 | 0 | 0 | 0 | 0 | 0 | 0 | 0 | 0 | 0 | 0
[5 empty] | 1 | [14 empty] | 62 | 67.2 | 73.9 | 80.6 | 87.4 | 93.9 | 100 | 107 | 114 | 122 | 0 | 0 | 0 | 0 | 0 | 0 | 0 | 0 | 0 | 0 | 0 | 0 | 0 | 0 | 0 | 0 | 0 | 0 | 0
Cree XLamp XB-D {AWT} | White | XBD | AWT |  | 1 | 0.1 | 1 | 0.44213 | -1.5244 | 3.2828 | 0.018801 | 0.27854 | -0.72212 | 1.0525 | 2.6082 | -0.0023239 | 85 | -0.0025 | 6.5 | P2 | P3 | P4 | Q2 | Q3 | Q4 | Q5 | R2 | R3 | R4 | R5 | S2 | 0 | 0 | 0 | 0 | 0 | 0 | 0 | 0 | 0 | 0 | 0 | 0 | 0 | 0 | 0 | 0 | 0
[5 empty] | 1 | [14 empty] | 67.2 | 73.9 | 80.6 | 87.4 | 93.9 | 100 | 107 | 114 | 122 | 130 | 139 | 148 | 0 | 0 | 0 | 0 | 0 | 0 | 0 | 0 | 0 | 0 | 0 | 0 | 0 | 0 | 0 | 0 | 0
Cree XLamp XB-H {AWT} | White | XBH | AWT |  | 1 | 0.2 | 1.5 | 0.072241 | -0.45755 | 1.7093 | 0.0029455 | 0.071727 | -0.27952 | 0.65436 | 2.5543 | -0.002485 | 85 | -0.0022 | 4 | R5 | S2 | S3 | S4 | S5 | S6 | T2 | T3 | T4 | T5 | T6
[5 empty] | 1 | [14 empty] | 139 | 148 | 156 | 164 | 172 | 182 | 200 | 220 | 240 | 260 | 280
Cree XLamp XD16 {W} | White |  |  |  | 1 | 0.1 | 2 | 0.090711 | -0.68258 | 3.0686 | 0.0057173 | 0.030695 | -0.15449 | 0.42335 | 2.5694 | -0.0017904 | 85 | -0.0013 | 6 | Q3 | Q4 | Q5 | R2 | R3 | R4 | R5 | S2 | S3 | S4
[5 empty] | 1 | [14 empty] | 93.9 | 100 | 107 | 114 | 122 | 130 | 139 | 148 | 156 | 164
Cree XLamp XH-B {W} | White | XHB | AWT |  | 1 | 0.025 | 0.175 | 48.9875 | -35.7117 | 17.344 | 0.010071 | 66.7171 | -30.3961 | 7.935 | 2.6943 | -0.0020553 | 25 | -0.002 | 45 | 5000K 80CRI typ | 4000K 80CRI typ | 3000K 80CRI typ | H0 | J2 | J3
[5 empty] | 1 | [14 empty] | 26.9 | 26.6 | 24.5 | 18.1 | 23.5 | 26.8
Cree XLamp XH-G {W} | White | XHG | AWT |  | 1 | 0.025 | 0.35 | 10.1778 | -15.7992 | 16.3724 | -0.00025278 | 10.5615 | -8.1293 | 4.8288 | 2.6176 | -0.0019441 | 25 | -0.0012 | 20 | 5000K 80CRI typ | 4000K 80CRI typ | 3000K 80CRI typ | H0 | J2 | J3 | K2
[5 empty] | 1 | [14 empty] | 29.7 | 28.8 | 26.6 | 18.1 | 23.5 | 26.8 | 30.6
Cree XLamp XHP35 HD {W} | White | XHP | 35A | 12 | 1 | 0.2 | 1.05 | 0.26097 | -1.184 | 3.2249 | 0.0051317 | 0.78168 | -2.0623 | 3.1653 | 10.4113 | -0.0021503 | 85 | -0.008 | 1.8 | B2 | B4 | C2 | C4 | D2 | D4 | E2 | E4 | F2
[5 empty] | 1 | [14 empty] | 380 | 410 | 440 | 475 | 510 | 550 | 590 | 635 | 680
Cree XLamp XHP35 HI {W} | White | XHP | 35A | 12 | 1 | 0.2 | 1.05 | 0.26097 | -1.184 | 3.2249 | 0.0051317 | 0.78168 | -2.0623 | 3.1653 | 10.4113 | -0.0021503 | 85 | -0.008 | 1.8 | A2 | A4 | B2 | B4 | C2 | C4 | D2 | D4
[5 empty] | 1 | [14 empty] | 330 | 355 | 380 | 410 | 440 | 475 | 510 | 550
Cree XLamp XHP35.2 HD {W} | White | XHP | 35B | 12 | 1 | 0.2 | 1.05 | 0.27992 | -1.1476 | 3.2102 | 0.0050183 | 0.46312 | -1.4602 | 2.4768 | 10.2921 | -0.0018546 | 85 | -0.0056 | 1.8 | B2 | B4 | C2 | C4 | D2 | D4 | E2 | E4 | F2
[5 empty] | 1 | [14 empty] | 380 | 410 | 440 | 475 | 510 | 550 | 590 | 635 | 680
Cree XLamp XHP50 6V {W} | White | XHP | 50A | 6 | 1 | 0.7 | 3 | 0.0062756 | -0.086808 | 0.81829 | 0.0073191 | 0.0083345 | -0.081623 | 0.46456 | 5.2367 | -0.0024405 | 85 | -0.0045 | 1.2 | E4 | F2 | F4 | G2 | G4 | H2 | H4 | J2 | J4 | K2
[5 empty] | 1 | [14 empty] | 635 | 680 | 730 | 780 | 840 | 900 | 970 | 1040 | 1120 | 1200
Cree XLamp XHP50 12V {W} | White | XHP | 50A | 12 | 1 | 0.35 | 1.5 | 0.050205 | -0.34723 | 1.6366 | 0.0073191 | 0.13335 | -0.65299 | 1.8582 | 10.4735 | -0.0024405 | 85 | -0.009 | 1.2 | E4 | F2 | F4 | G2 | G4 | H2 | H4 | J2 | J4 | K2
[5 empty] | 1 | [14 empty] | 635 | 680 | 730 | 780 | 840 | 900 | 970 | 1040 | 1120 | 1200
Cree XLamp XHP50.2 3V {W} | White | XHP | 50B | 3 | 1 | 1.2 | 6 | 0.0016134 | -0.030666 | 0.43017 | 0.00053951 | 0.00035464 | -0.0058392 | 0.061369 | 2.6662 | -0.0021078 | 85 | -0.0015 | 1.2 | F4 | G2 | G4 | H2 | H4 | J2 | J4 | K2
[5 empty] | 1 | [14 empty] | 730 | 780 | 840 | 900 | 970 | 1040 | 1120 | 1200
Cree XLamp XHP50.2 6V {W} | White | XHP | 50B | 6 | 1 | 0.6 | 3 | 0.012908 | -0.12266 | 0.86033 | 0.00053951 | 0.0056743 | -0.046714 | 0.24548 | 5.3323 | -0.0021078 | 85 | -0.003 | 1.2 | F4 | G2 | G4 | H2 | H4 | J2 | J4 | K2
[5 empty] | 1 | [14 empty] | 730 | 780 | 840 | 900 | 970 | 1040 | 1120 | 1200
Cree XLamp XHP50.2 12V {W} | White | XHP | 50B | 12 | 1 | 0.3 | 1.5 | 0.10326 | -0.49066 | 1.7207 | 0.00053951 | 0.090788 | -0.37371 | 0.98191 | 10.6646 | -0.0021078 | 85 | -0.006 | 1.2 | F4 | G2 | G4 | H2 | H4 | J2 | J4 | K2
[5 empty] | 1 | [14 empty] | 730 | 780 | 840 | 900 | 970 | 1040 | 1120 | 1200
Cree XLamp XHP70 6V {W} | White | XHP | 70A | 6 | 1 | 0.7 | 4.8 | 0.0019518 | -0.04138 | 0.55023 | 0.0089294 | 0.0030613 | -0.039885 | 0.36956 | 5.1715 | -0.002486 | 85 | -0.00425 | 0.9 | H4 | J2 | J4 | K2 | K4 | M2 | M4 | N2 | N4 | P2
[5 empty] | 1 | [14 empty] | 970 | 1040 | 1120 | 1200 | 1290 | 1380 | 1485 | 1590 | 1710 | 1830
Cree XLamp XHP70 12V {W} | White | XHP | 70A | 12 | 1 | 0.35 | 2.4 | 0.015614 | -0.16552 | 1.1005 | 0.0089294 | 0.048981 | -0.31908 | 1.4782 | 10.3429 | -0.002486 | 85 | -0.0085 | 0.9 | H4 | J2 | J4 | K2 | K4 | M2 | M4 | N2 | N4 | P2
[5 empty] | 1 | [14 empty] | 970 | 1040 | 1120 | 1200 | 1290 | 1380 | 1485 | 1590 | 1710 | 1830
Cree XLamp XHP70.2 6V {W} | White | XHP | 70B | 6 | 1 | 0.2 | 4.8 | 0.0017857 | -0.036766 | 0.54356 | 0.0041206 | 0.0031614 | -0.040569 | 0.27941 | 5.1629 | -0.0020152 | 85 | -0.0029 | 0.9 | H4 | J2 | J4 | K2 | K4 | M2 | M4 | N2 | N4 | P2 | P4
[5 empty] | 1 | [14 empty] | 970 | 1040 | 1120 | 1200 | 1290 | 1380 | 1485 | 1590 | 1710 | 1830 | 1965
Cree XLamp XHP70.2 12V {W} | White | XHP | 70B | 12 | 1 | 0.1 | 2.4 | 0.014286 | -0.14706 | 1.0871 | 0.0041206 | 0.050583 | -0.32455 | 1.1176 | 10.3257 | -0.0020152 | 85 | -0.0058 | 0.9 | H4 | J2 | J4 | K2 | K4 | M2 | M4 | N2 | N4 | P2 | P4
[5 empty] | 1 | [14 empty] | 970 | 1040 | 1120 | 1200 | 1290 | 1380 | 1485 | 1590 | 1710 | 1830 | 1965
Cree XLamp XM-L {AWT} | White | XML | AWT |  | 1 | 0.15 | 3 | 0 | -0.1531 | 1.5456 | -0.0069 | 0 | -0.0724 | 0.4579 | 2.6149 | -0.0022 | 25 | -0.0021 | 2.5 | S3 | S4 | S5 | S6 | T2 | T3 | T4 | T5 | T6 | U2 | 0 | 0 | 0 | 0 | 0 | 0 | 0 | 0 | 0 | 0 | 0 | 0 | 0 | 0 | 0 | 0 | 0 | 0 | 0
[5 empty] | 1 | [14 empty] | 156 | 164 | 172 | 182 | 200 | 220 | 240 | 260 | 280 | 300 | 0 | 0 | 0 | 0 | 0 | 0 | 0 | 0 | 0 | 0 | 0 | 0 | 0 | 0 | 0 | 0 | 0 | 0 | 0
Cree XLamp XM-L 6V {EZW} | EasyWhite | XML | EZW | 6 | 1 | 0.1 | 2 | 0.086805 | -0.50647 | 1.7408 | -0.00017136 | 0.16985 | -0.74305 | 1.4615 | 4.9905 | -0.003114 | 85 | -0.006 | 2.5 | S6 | T2 | T3 | T4 | T5 | T6 | U2 | U3 | U4 | U5 | U6 | V2
[5 empty] | 1 | [14 empty] | 180 | 200 | 220 | 240 | 260 | 280 | 300 | 320 | 340 | 360 | 380 | 400
Cree XLamp XM-L 12V {EZW} | EasyWhite | XML | EZW | 12 | 1 | 0.05 | 1 | 0.69444 | -2.0259 | 3.4816 | -0.00017136 | 2.7176 | -5.9444 | 5.8459 | 9.981 | -0.003114 | 85 | -0.012 | 2.5 | S6 | T2 | T3 | T4 | T5 | T6 | U2 | U3 | U4 | U5 | U6 | V2
[5 empty] | 1 | [14 empty] | 180 | 200 | 220 | 240 | 260 | 280 | 300 | 320 | 340 | 360 | 380 | 400
Cree XLamp XM-L {HVW} | High Voltage White | XML | HVW |  | 1 | 0.01 | 0.125 | 328.2214 | -109.234 | 27.0666 | -0.0074142 | 6208.7447 | -1423.8328 | 148.0153 | 41.715 | -0.0026225 | 85 | -0.035 | 3.5 | R5 | S2 | S3 | S4 | S5 | S6 | T2 | T3 | T4 | T5 | T6 |  |  | 0 | 0 | 0 | 0 | 0 | 0 | 0 | 0 | 0 | 0 | 0 | 0 | 0 | 0 | 0 | 0
[5 empty] | 1 | [14 empty] | 139 | 148 | 156 | 164 | 172 | 182 | 200 | 220 | 240 | 260 | 280 |  |  | 0 | 0 | 0 | 0 | 0 | 0 | 0 | 0 | 0 | 0 | 0 | 0 | 0 | 0 | 0 | 0
Cree XLamp XM-L Color {W} | White |  |  |  | 1 | 0.15 | 1 | 0.36109 | -1.3489 | 3.2411 | 0.01539 | 0.34089 | -0.92002 | 1.156 | 2.7935 | -0.0025073 | 25 | -0.003 | 3.5 | 2 | 3 | 4
[5 empty] | 1 | [14 empty] | 80 | 100 | 120
Cree XLamp XM-L2 {BWT} | White | XML | BWT |  | 1 | 0.15 | 3 | 0.021737 | -0.2269 | 1.5817 | -0.0034841 | 0.010764 | -0.077823 | 0.3718 | 2.6242 | -0.0023148 | 85 | -0.0016 | 2.5 | S3 | S4 | S5 | S6 | T2 | T3 | T4 | T5 | T6 | U2 | U3
[5 empty] | 1 | [14 empty] | 156 | 164 | 172 | 182 | 200 | 220 | 240 | 260 | 280 | 300 | 320
Cree XLamp XM-L2 6V {EZW} | EasyWhite | XML | BEZ | 6 | 1 | 0.3 | 2 | 0.063694 | -0.422 | 1.6692 | 0.01651 | 0.071311 | -0.37496 | 0.97516 | 5.2767 | -0.0027562 | 85 | -0.005 | 2.5 | T5 | T6 | U2 | U3 | U4 | U5 | U6 | V2 | V3 | V4
[5 empty] | 1 | [14 empty] | 260 | 280 | 300 | 320 | 340 | 360 | 380 | 400 | 420 | 440
Cree XLamp XM-L2 12V {EZW} | EasyWhite | XML | BEZ | 12 | 1 | 0.15 | 1 | 0.50955 | -1.688 | 3.3383 | 0.01651 | 1.141 | -2.9997 | 3.9006 | 10.5533 | -0.0027562 | 85 | -0.01 | 2.5 | T5 | T6 | U2 | U3 | U4 | U5 | U6 | V2 | V3 | V4
[5 empty] | 1 | [14 empty] | 260 | 280 | 300 | 320 | 340 | 360 | 380 | 400 | 420 | 440
Cree XLamp XP-C {CW/NW/WW} | White | XPC | WHT |  | 1 | 0.1 | 0.5 | 0 | -1.579 | 3.2643 | 0.0509 | 0 | -0.4762 | 1.0714 | 3.0833 | -0.00292 | 25 | -0.0045 | 12 | N2 | N3 | N4 | P2 | P3 | P4 | Q2 | Q3 | Q4 | Q5 | 0 | 0 | 0 | 0 | 0 | 0 | 0 | 0 | 0 | 0 | 0 | 0 | 0 | 0 | 0 | 0 | 0 | 0 | 0
[5 empty] | 1 | [14 empty] | 51.7 | 56.8 | 62 | 67.2 | 73.9 | 80.6 | 87.4 | 93.9 | 100 | 107 | 0 | 0 | 0 | 0 | 0 | 0 | 0 | 0 | 0 | 0 | 0 | 0 | 0 | 0 | 0 | 0 | 0 | 0 | 0
Cree XLamp XP-E {CW/NW/WW} | White | XPE | WHT |  | 1 | 0.1 | 1 | 0.14177 | -0.99682 | 3.2265 | -0.01325 | 0.57892 | -1.3545 | 1.4992 | 2.6664 | -0.0023446 | 25 | -0.003 | 9 | N4 | P2 | P3 | P4 | Q2 | Q3 | Q4 | Q5 | R2 | R3 | R4 | 0 | 0 | 0 | 0 | 0 | 0 | 0 | 0 | 0 | 0 | 0 | 0 | 0 | 0 | 0 | 0 | 0 | 0
[5 empty] | 1 | [14 empty] | 62 | 67.2 | 73.9 | 80.6 | 87.4 | 93.9 | 100 | 107 | 114 | 122 | 130 | 0 | 0 | 0 | 0 | 0 | 0 | 0 | 0 | 0 | 0 | 0 | 0 | 0 | 0 | 0 | 0 | 0 | 0
Cree XLamp XP-E2 {BWT} | White | XPE | BWT |  | 1 | 0.1 | 1 | 0.37174 | -1.5012 | 3.296 | 0.014367 | 0.28524 | -0.74992 | 0.97516 | 2.6383 | -0.0027846 | 85 | -0.0023 | 9 | N4 | P2 | P3 | P4 | Q2 | Q3 | Q4 | Q5 | R2 | R3 | R4 | 0 | 0 | 0 | 0 | 0 | 0 | 0 | 0 | 0 | 0 | 0 | 0 | 0 | 0 | 0 | 0 | 0 | 0
[5 empty] | 1 | [14 empty] | 62 | 67.2 | 73.9 | 80.6 | 87.4 | 93.9 | 100 | 107 | 114 | 122 | 130 | 0 | 0 | 0 | 0 | 0 | 0 | 0 | 0 | 0 | 0 | 0 | 0 | 0 | 0 | 0 | 0 | 0 | 0
Cree XLamp XP-E2 Torch {BTT} | White | XPE | BTT |  | 1 | 0.3 | 1.5 | 0.048332 | -0.34619 | 1.2372 | 0.026621 | 0.16085 | -0.63555 | 1.0546 | 2.9071 | -0.0024736 | 25 | -0.0039 | 9 | T6 | U2 | U3 | U4 | U6
[5 empty] | 1 | [14 empty] | 280 | 300 | 320 | 340 | 360
Cree XLamp XP-G {CW/NW/WW} | White | XPG | WHT |  | 1 | 0.1 | 1.5 | 0.068011 | -0.69908 | 3.1232 | -0.010397 | 0.16349 | -0.60265 | 0.95525 | 2.6325 | -0.002264 | 25 | -0.003 | 4 | P3 | P4 | Q2 | Q3 | Q4 | Q5 | R2 | R3 | R4 | R5 | S2 | 0 | 0 | 0 | 0 | 0 | 0 | 0 | 0 | 0 | 0 | 0 | 0 | 0 | 0 | 0 | 0 | 0 | 0
[5 empty] | 1 | [14 empty] | 73.9 | 80.6 | 87.4 | 93.9 | 100 | 107 | 114 | 122 | 130 | 139 | 148 | 0 | 0 | 0 | 0 | 0 | 0 | 0 | 0 | 0 | 0 | 0 | 0 | 0 | 0 | 0 | 0 | 0 | 0
Cree XLamp XP-G2 {BWT} | White | XPG | BWT |  | 1 | 0.1 | 1.5 | 0.13983 | -0.76657 | 3.1077 | 0.000218 | 0.11672 | -0.39681 | 0.69273 | 2.6011 | -0.0020495 | 85 | -0.0018 | 4 | P3 | P4 | Q2 | Q3 | Q4 | Q5 | R2 | R3 | R4 | R5 | S2 | S3 | S4 | S5 | 0 | 0 | 0 | 0 | 0 | 0 | 0 | 0 | 0 | 0 | 0 | 0 | 0 | 0 | 0
[5 empty] | 1 | [14 empty] | 73.9 | 80.6 | 87.4 | 93.9 | 100 | 107 | 114 | 122 | 130 | 139 | 148 | 156 | 164 | 172 | 0 | 0 | 0 | 0 | 0 | 0 | 0 | 0 | 0 | 0 | 0 | 0 | 0 | 0 | 0
Cree XLamp XP-G2 High Efficacy {W} | White | XPG | BWT |  | 1 | 0.1 | 2 | 0.11723 | -0.69683 | 3.0544 | 0.011298 | 0.040494 | -0.21478 | 0.50844 | 2.5466 | -0.0019817 | 85 | -0.0013 | 3 | P3 | P4 | Q2 | Q3 | Q4 | Q5 | R2 | R3 | R4 | R5 | S2 | S3 | bar: AD to BB
[5 empty] | 1 | [14 empty] | 73.9 | 80.6 | 87.4 | 93.9 | 100 | 107 | 114 | 122 | 130 | 139 | 148 | 156 | AD: 164; BB: 172
Cree XLamp XP-G3 Standard {DWT} | White | XPG | DWT |  | 1 | 0.1 | 2 | 0.12438 | -0.72136 | 3.0776 | 0.0058886 | 0.040494 | -0.21478 | 0.50844 | 2.5466 | -0.0018438 | 85 | -0.0013 | 3 | P3 | P4 | Q2 | Q3 | Q4 | Q5 | R2 | R3 | R4 | R5 | S2 | S3 | S4 | S5 | S6 | 0 | 0 | 0 | 0 | 0 | 0 | 0 | 0 | 0 | 0 | 0 | 0 | 0 | 0
[5 empty] | 1 | [14 empty] | 73.9 | 80.6 | 87.4 | 93.9 | 100 | 107 | 114 | 122 | 130 | 139 | 148 | 156 | 164 | 172 | 180 | 0 | 0 | 0 | 0 | 0 | 0 | 0 | 0 | 0 | 0 | 0 | 0 | 0 | 0
Cree XLamp XP-G3 S Line {DWT} | White | XPG | DWT |  | 1 | 0.1 | 2 | 0.12438 | -0.72136 | 3.0776 | 0.0058886 | 0.040494 | -0.21478 | 0.50844 | 2.5466 | -0.0018438 | 85 | -0.0013 | 3 | P3 | P4 | Q2 | Q3 | Q4 | Q5 | R2 | R3 | R4 | R5 | S2 | S3 | S4 | S5 | S6 | 0 | 0 | 0 | 0 | 0 | 0 | 0 | 0 | 0 | 0 | 0 | 0 | 0 | 0
[5 empty] | 1 | [14 empty] | 73.9 | 80.6 | 87.4 | 93.9 | 100 | 107 | 114 | 122 | 130 | 139 | 148 | 156 | 164 | 172 | 180 | 0 | 0 | 0 | 0 | 0 | 0 | 0 | 0 | 0 | 0 | 0 | 0 | 0 | 0
Cree XLamp XP-L HD {AWT} | White | XPL | AWT |  | 1 | 0.35 | 3 | 0.009599 | -0.13353 | 1.0798 | 0.0023061 | 0.010111 | -0.075579 | 0.37276 | 2.6302 | -0.0022256 | 85 | -0.002 | 2.2 | T5 | T6 | U2 | U3 | U4 | U5 | U6 | V2 | V3 | V4 | V5 | V6
[5 empty] | 1 | [14 empty] | 260 | 280 | 300 | 320 | 340 | 360 | 380 | 400 | 420 | 440 | 460 | 480
Cree XLamp XP-L2 HD {BWT} | White | XPL | BWT |  | 1 | 0.35 | 3 | 0.011021 | -0.13061 | 1.0752 | 0.0022359 | 0.0069553 | -0.052696 | 0.2784 | 2.5477 | -0.0020034 | 85 | -0.0013 | 2.2 | T5 | T6 | U2 | U3 | U4 | U5 | U6 | V2 | V3 | V4 | V5 | V6 | bar: AD
[5 empty] | 1 | [14 empty] | 260 | 280 | 300 | 320 | 340 | 360 | 380 | 400 | 420 | 440 | 460 | 480 | AD: 500
Cree XLamp XP-L HI {AWT} | White | XPL | AWT |  | 1 | 0.1 | 3 | 0.009599 | -0.13353 | 1.0798 | 0.0023061 | 0.017085 | -0.11778 | 0.45123 | 2.5863 | -0.0022256 | 85 | -0.002 | 2.2 | T5 | T6 | U2 | U3 | U4 | U5 | U6 | V2 | V3
[5 empty] | 1 | [14 empty] | 260 | 280 | 300 | 320 | 340 | 360 | 380 | 400 | 420
Cree XLamp XQ-A {AWT} | White | XQA | AWT |  | 1 | 0.05 | 0.3 | 4.9689 | -9.1794 | 6.9869 | 0.031785 | 9.1565 | -7.6905 | 3.4027 | 2.591 | -0.0025087 | 85 | -0.0028 | 20 | J3 | K2 | K3 | M2 | M3 | N2 | N3 | N4
[5 empty] | 1 | [14 empty] | 26.5 | 30.6 | 35.2 | 39.8 | 45.7 | 51.7 | 56.8 | 62
Cree XLamp XQ-E HD {AWT} | White | XQE | AWT |  | 1 | 0.1 | 1 | 0.41143 | -1.4939 | 3.2757 | 0.01887 | 0.27336 | -0.69951 | 0.91696 | 2.653 | -0.0026959 | 85 | -0.0023 | 6 | N3 | N4 | P2 | P3 | P4 | Q2 | Q3 | Q4 | Q5 | R2 | R3 | R4
[5 empty] | 1 | [14 empty] | 56.8 | 62 | 67.2 | 73.9 | 80.6 | 87.4 | 93.9 | 100 | 107 | 114 | 122 | 130
Cree XLamp XQ-E HI {AWT} | White | XQE | AWT |  | 1 | 0.1 | 1 | 0.32057 | -1.3166 | 3.2405 | 0.013354 | 0.25134 | -0.67419 | 0.90926 | 2.6536 | -0.0022424 | 85 | -0.0023 | 6 | P2 | P3 | P4 | Q2 | Q3 | Q4 | Q5 | R2 | R3 | R4
[5 empty] | 1 | [14 empty] | 67.2 | 73.9 | 80.6 | 87.4 | 93.9 | 100 | 107 | 114 | 122 | 130
Cree XLamp XR-C {CW/NW/WW} | White | XRC | WHT |  | 1 | 0.1 | 0.5 | 0 | -3.0659 | 3.3841 | 0.045557 | 0 | -0.6667 | 1.9 | 2.9167 | -0.0026 | 25 | -0.004 | 12 | M2 | M3 | N2 | N3 | N4 | P2 | P3 | P4 | 0 | 0 | 0 | 0 | 0 | 0 | 0 | 0 | 0 | 0 | 0 | 0 | 0 | 0 | 0 | 0 | 0 | 0 | 0 | 0 | 0
[5 empty] | 1 | [14 empty] | 39.8 | 45.7 | 51.7 | 56.8 | 62 | 67.2 | 73.9 | 80.6 | 0 | 0 | 0 | 0 | 0 | 0 | 0 | 0 | 0 | 0 | 0 | 0 | 0 | 0 | 0 | 0 | 0 | 0 | 0 | 0 | 0
Cree XLamp XR-E {CW} | White-Cool | XRE | WHT |  | 1 | 0.1 | 1 | 0 | -0.51282 | 2.5385 | 0.17436 | 1.1355 | -2.6575 | 2.531 | 2.691 | -0.002564 | 25 | -0.004 | 8 | P2 | P3 | P4 | Q2 | Q3 | Q4 | Q5 | R2 | 0 | 0 | 0 | 0 | 0 | 0 | 0 | 0 | 0 | 0 | 0 | 0 | 0 | 0 | 0 | 0 | 0 | 0 | 0 | 0 | 0
[5 empty] | 1 | [14 empty] | 67.2 | 73.9 | 80.6 | 87.4 | 93.9 | 100 | 107 | 114 | 0 | 0 | 0 | 0 | 0 | 0 | 0 | 0 | 0 | 0 | 0 | 0 | 0 | 0 | 0 | 0 | 0 | 0 | 0 | 0 | 0
Cree XLamp XR-E {NW/WW} | White-Neutral/Warm | XRE | WHT |  | 1 | 0.1 | 0.7 | 0 | -0.51282 | 2.5385 | 0.17436 | 1.1355 | -2.6575 | 2.531 | 2.691 | -0.002564 | 25 | -0.004 | 8 | N3 | N4 | P2 | P3 | P4 | Q2 | Q3 | 0 | 0 | 0 | 0 | 0 | 0 | 0 | 0 | 0 | 0 | 0 | 0 | 0 | 0 | 0 | 0 | 0 | 0 | 0 | 0 | 0 | 0
[5 empty] | 1 | [14 empty] | 56.8 | 62 | 67.2 | 73.9 | 80.6 | 87.4 | 93.9 | 0 | 0 | 0 | 0 | 0 | 0 | 0 | 0 | 0 | 0 | 0 | 0 | 0 | 0 | 0 | 0 | 0 | 0 | 0 | 0 | 0 | 0
Cree XLamp XT-E Standard {AWT} | White | XTE | AWT |  | 1 | 0.1 | 1.5 | 0.17663 | -0.89647 | 3.1236 | 0.0090014 | 0.1325 | -0.45497 | 0.76851 | 2.6311 | -0.0019539 | 85 | -0.0025 | 5 | P3 | P4 | Q2 | Q3 | Q4 | Q5 | R2 | R3 | R4 | R5 | S2 | S3 | S4 | S5 | 0 | 0 | 0 | 0 | 0 | 0 | 0 | 0 | 0 | 0 | 0 | 0 | 0 | 0 | 0
[5 empty] | 1 | [14 empty] | 73.9 | 80.6 | 87.4 | 93.9 | 100 | 107 | 114 | 122 | 130 | 139 | 148 | 156 | 164 | 172 | 0 | 0 | 0 | 0 | 0 | 0 | 0 | 0 | 0 | 0 | 0 | 0 | 0 | 0 | 0
Cree XLamp XT-E High Efficacy {AWT} | White | XTE | AWT |  | 1 | 0.1 | 1.5 | 0.21009 | -0.98407 | 3.1789 | -0.0010644 | 0.12567 | -0.40232 | 0.66528 | 2.5806 | -0.0019539 | 85 | -0.0014516 | 5 | P3 | P4 | Q2 | Q3 | Q4 | Q5 | R2 | R3 | R4 | R5 | S2 | S3 | S4 | S5 |  | 0 | 0 | 0 | 0 | 0 | 0 | 0 | 0 | 0 | 0 | 0 | 0 | 0 | 0
[5 empty] | 1 | [14 empty] | 73.9 | 80.6 | 87.4 | 93.9 | 100 | 107 | 114 | 122 | 130 | 139 | 148 | 156 | 164 | 172 |  | 0 | 0 | 0 | 0 | 0 | 0 | 0 | 0 | 0 | 0 | 0 | 0 | 0 | 0
Cree XLamp XT-E 48V {HVW} | High Voltage White | XTE | HVW-Q |  | 1 | 0.01 | 0.066 | 1012.9949 | -310.1659 | 51.2687 | 0.011422 | 11947.8475 | -2638.0134 | 254.8213 | 41.5435 | -0.0025901 | 85 | -0.035 | 6.5 | P3 | P4 | Q2 | Q3 | Q4 | Q5 | R2 | R3 | R4 | R5 | S2 |  |  | 0 | 0 | 0 | 0 | 0 | 0 | 0 | 0 | 0 | 0 | 0 | 0 | 0 | 0 | 0 | 0
[5 empty] | 1 | [14 empty] | 73.9 | 80.6 | 87.4 | 93.9 | 100 | 107 | 114 | 122 | 130 | 139 | 148 |  |  | 0 | 0 | 0 | 0 | 0 | 0 | 0 | 0 | 0 | 0 | 0 | 0 | 0 | 0 | 0 | 0
Cree LMH2 850 lm LES 60r {WL} | WhiteLight |  |  |  | 1 | 0.3 | 0.5 | -0.59164 | 0.0010774 | 2.3079 | 0.0347 | 9.0673 | -14.2441 | 11.3438 | 16.89 | -0.0029 | 55 | -0.0013 | 5: 0; P3: Typ; P4: Min; Q2: Max; S5: 0 | 0 | 0 | 0 | 0 | 0 | 0 | 0 | 0 | 0 | 0 | 0 | 0 | 0 | 0 | 0
[5 empty] | 1 | [13 empty] | P3: 850; P4: 790; Q2: 909; S5: 0 | 0 | 0 | 0 | 0 | 0 | 0 | 0 | 0 | 0 | 0 | 0 | 0 | 0 | 0 | 0
Cree LMH2 1250 lm LES 60r {WL} | WhiteLight |  |  |  | 1 | 0.3 | 0.5 | 1.6651 | -3.0775 | 3.6231 | -0.1402 | 11.328 | -17.9012 | 13.4909 | 25.8674 | -0.0032 | 55 | 0 | 5: 0; P3: Typ; P4: Min; Q2: Max; S5: 0 | 0 | 0 | 0 | 0 | 0 | 0 | 0 | 0 | 0 | 0 | 0 | 0 | 0 | 0 | 0
[5 empty] | 1 | [13 empty] | P3: 1250; P4: 1163; Q2: 1337; S5: 0 | 0 | 0 | 0 | 0 | 0 | 0 | 0 | 0 | 0 | 0 | 0 | 0 | 0 | 0 | 0
Cree LMH2 2000 lm LES 60r {WL} | WhiteLight |  |  |  | 1 | 0.7 | 1 | 0.044057 | -0.33113 | 1.4142 | -0.036686 | 1.7167 | -4.505 | 6.9073 | 19.08 | -0.0031 | 55 | -0.0096 | 5: 0; P3: Typ; P4: Min; Q2: Max; S5: 0 | 0 | 0 | 0 | 0 | 0 | 0 | 0 | 0 | 0 | 0 | 0 | 0 | 0 | 0 | 0
[5 empty] | 1 | [13 empty] | P3: 2000; P4: 1860; Q2: 2140; S5: 0 | 0 | 0 | 0 | 0 | 0 | 0 | 0 | 0 | 0 | 0 | 0 | 0 | 0 | 0 | 0
Cree LMH2 3000 lm LES 60r {WL} | WhiteLight |  |  |  | 1 | 0.7 | 1 | 0.14655 | -0.62032 | 1.6386 | -0.0791 | 1.1592 | -3.9242 | 7.6502 | 29.8501 | -0.0032 | 55 | -0.0151 | 5: 0; P3: Typ; P4: Min; Q2: Max; S5: 0 | 0 | 0 | 0 | 0 | 0 | 0 | 0 | 0 | 0 | 0 | 0 | 0 | 0 | 0 | 0
[5 empty] | 1 | [13 empty] | P3: 3000; P4: 2790; Q2: 3210; S5: 0 | 0 | 0 | 0 | 0 | 0 | 0 | 0 | 0 | 0 | 0 | 0 | 0 | 0 | 0 | 0
Cree LMH2 4000 lm LES 60r {WL} | WhiteLight |  |  |  | 1 | 0.7 | 1.2 | -0.0041334 | -0.17926 | 1.2564 | -0.019174 | -3.49 | 9.3989 | -3.9905 | 38.045 | -0.0039542 | 55 | -0.0092971 | 5: 0; P3: Typ; P4: Min; Q2: Max; S5: 0 | 0 | 0 | 0 | 0 | 0 | 0 | 0 | 0 | 0 | 0 | 0 | 0 | 0 | 0 | 0
[5 empty] | 1 | [13 empty] | P3: 4000; P4: 3720; Q2: 4280; S5: 0 | 0 | 0 | 0 | 0 | 0 | 0 | 0 | 0 | 0 | 0 | 0 | 0 | 0 | 0 | 0
Cree LMH2 6000 lm LES 60r {WL} | WhiteLight |  |  |  | 1 | 1 | 2 | 0.028072 | -0.19669 | 0.85683 | -0.026091 | 0.35344 | -1.9421 | 6.7823 | 35.1464 | -0.0043883 | 55 | -0.0013333 | 5: 0; P3: Typ; P4: Min; Q2: Max; S5: 0 | 0 | 0 | 0 | 0 | 0 | 0 | 0 | 0 | 0 | 0 | 0 | 0 | 0 | 0 | 0
[5 empty] | 1 | [13 empty] | P3: 6000; P4: 5580; Q2: 6420; S5: 0 | 0 | 0 | 0 | 0 | 0 | 0 | 0 | 0 | 0 | 0 | 0 | 0 | 0 | 0 | 0
Cree LMH2 8000 lm LES 60r {WL} | WhiteLight |  |  |  | 1 | 1 | 2 | -0.010751 | -0.018791 | 0.55982 | 0.041536 | -0.18413 | 0.28921 | 3.8913 | 38.7337 | -0.0045925 | 55 | -0.038333 | 5: 0; P3: Typ; P4: Min; Q2: Max; S5: 0 | 0 | 0 | 0 | 0 | 0 | 0 | 0 | 0 | 0 | 0 | 0 | 0 | 0 | 0 | 0
[5 empty] | 1 | [13 empty] | P3: 8000; P4: 7440; Q2: 8560; S5: 0 | 0 | 0 | 0 | 0 | 0 | 0 | 0 | 0 | 0 | 0 | 0 | 0 | 0 | 0 | 0
Cree LMH2+ 1250 lm LES 60r {WL} | WhiteLight |  |  |  | 1 | 0.3 | 0.75 | -0.095604 | -0.23677 | 2.4227 | -0.033546 | 0.42798 | -2.0148 | 5.4037 | 20.4373 | -0.0021715 | 55 | 0.0088961 | 5: 0; P3: Typ; P4: Min; Q2: Max; S5: 0 | 0 | 0 | 0 | 0 | 0 | 0 | 0 | 0 | 0 | 0 | 0 | 0 | 0 | 0 | 0
[5 empty] | 1 | [13 empty] | P3: 1250; P4: 1163; Q2: 1337; S5: 0 | 0 | 0 | 0 | 0 | 0 | 0 | 0 | 0 | 0 | 0 | 0 | 0 | 0 | 0 | 0
Cree LMH2+ 2000 lm LES 60r {WL} | WhiteLight |  |  |  | 1 | 0.3 | 0.94 | -0.059908 | -0.30283 | 2.4614 | -0.04086 | 2.321 | -5.7778 | 9.3344 | 31.758 | -0.0027408 | 55 | -0.00023356 | 5: 0; P3: Typ; P4: Min; Q2: Max; S5: 0 | 0 | 0 | 0 | 0 | 0 | 0 | 0 | 0 | 0 | 0 | 0 | 0 | 0 | 0 | 0
[5 empty] | 1 | [13 empty] | P3: 2000; P4: 1860; Q2: 2140; S5: 0 | 0 | 0 | 0 | 0 | 0 | 0 | 0 | 0 | 0 | 0 | 0 | 0 | 0 | 0 | 0
Cree LMH2+ 3000 lm LES 60r {WL} | WhiteLight |  |  |  | 1 | 0.4 | 1 | -0.016385 | -0.33132 | 1.9223 | -0.030592 | -0.72222 | -0.54167 | 6.9289 | 36.1937 | -0.0030489 | 55 | -0.014137 | 5: 0; P3: Typ; P4: Min; Q2: Max; S5: 0 | 0 | 0 | 0 | 0 | 0 | 0 | 0 | 0 | 0 | 0 | 0 | 0 | 0 | 0 | 0
[5 empty] | 1 | [13 empty] | P3: 3000; P4: 2790; Q2: 3210; S5: 0 | 0 | 0 | 0 | 0 | 0 | 0 | 0 | 0 | 0 | 0 | 0 | 0 | 0 | 0 | 0
1
1
--- ROYAL BLUE (lm=mW) --- |  |  |  |  | 1
1
Cree XLamp ML-E {RB} | Royal Blue | MLE | ROY |  | 1 | 0.05 | 0.35 | 8.9659 | -10.6888 | 7.7904 | 0.041677 | 7.5433 | -7.9479 | 4.4229 | 2.6899 | -0.001297 | 25 | -0.0033 | 5: 11; P3: 10; P4: 11
[5 empty] | 1 | [13 empty] | P3: 175; P4: 210
Cree XLamp XB-D {RB} | Royal Blue | XBD | ROY |  | 1 | 0.1 | 1 | 0.21329 | -1.0631 | 3.1697 | 0.01167 | 0.25157 | -0.7539 | 1.0714 | 2.6566 | -0.0017773 | 25 | -0.002 | 6.5 | 30 | 31 | 32 | 33 | 34 | 35 | 36 | 37 | 38
[5 empty] | 1 | [14 empty] | 450 | 475 | 500 | 525 | 550 | 575 | 600 | 625 | 650
Cree XLamp XM-L Color {B} | Blue |  |  |  | 1 | 0.15 | 1 | 0.39874 | -1.4639 | 3.2751 | 0.015945 | 0.33576 | -0.90947 | 1.1762 | 2.7853 | -0.00032618 | 25 | -0.003 | 3.5 | F | 18.1 | 23.5 | 30.6 | 35.2 | 39.8
[5 empty] | 1 | [11 empty] | 175 30: 13.9; 210 31: 18.1; 210 32: 23.5; 210 33: 30.6; 210 34: 35.2; 210 35: 39.8
Cree XLamp XP-E {RB} | Royal Blue | XPE | ROY |  | 1 | 0.1 | 1 | 0 | -0.9143 | 3.1266 | 0.0177 | 0.33523 | -0.90774 | 1.3057 | 2.7398 | -0.0014182 | 25 | -0.0033 | 9 | 14 | 15 | 16 | 0 | 0 | 0 | 0 | 0 | 0 | 0 | 0 | 0 | 0 | 0 | 0 | 0 | 0 | 0 | 0 | 0 | 0 | 0 | 0 | 0 | 0 | 0 | 0 | 0 | 0
[5 empty] | 1 | [14 empty] | 350 | 425 | 500 | 0 | 0 | 0 | 0 | 0 | 0 | 0 | 0 | 0 | 0 | 0 | 0 | 0 | 0 | 0 | 0 | 0 | 0 | 0 | 0 | 0 | 0 | 0 | 0 | 0 | 0
Cree XLamp XP-E2 {RB} | Royal Blue | XPE | BRY |  | 1 | 0.1 | 1 | 0.2455 | -1.1008 | 3.1994 | 0.0045171 | 0.46697 | -1.2247 | 1.4026 | 2.7391 | -0.0019686 | 25 | -0.0033 | 9 | 30 | 31 | 32 | 33 | 34 | 35 | 36 | 37 | 38
[5 empty] | 1 | [14 empty] | 450 | 475 | 500 | 525 | 550 | 575 | 600 | 625 | 650
Cree XLamp XP-G3 {RB} | Royal Blue | XPG | DRY |  | 1 | 0.2 | 2 | 0.048924 | -0.40148 | 2.9399 | 0.018119 | 0.043198 | -0.20919 | 0.51133 | 2.6348 | -0.0011434 | 25: 25; -0.0033: -0.0013; 9: 2; 30: E4; 31: F2; 32: F4; 33: G2
[5 empty] | 1 | [11 empty] | 30: 635; 31: 680; 32: 730; 33: 780
Cree XLamp XQ-E HD {RB} | Royal Blue | XQE | ROY |  | 1 | 0.1 | 1 | 0.19978 | -1.0064 | 3.1661 | 0.0065778 | 0.41938 | -1.116 | 1.3446 | 2.7481 | -0.0016776 | 25 | -0.0033 | 6 | 30 | 31 | 32 | 33 | 34 | 35 | 36
[5 empty] | 1 | [11 empty] | 30: 450; 31: 475; 32: 500; 33: 525; 34: 550; 35: 575; 36: 600
Cree XLamp XQ-E HI {RB} | Royal Blue | XQE | ROY |  | 1 | 0.3 | 1 | 0.19978 | -1.0064 | 3.1661 | 0.0065778 | 0.41938 | -1.116 | 1.3446 | 2.7481 | -0.0016776 | 25: 25; -0.0033: -0.0033; 9: 6; 30: 33; 31: 34; 32: 35; 33: 36
[5 empty] | 1 | [11 empty] | 30: 525; 31: 550; 32: 575; 33: 600
Cree XLamp XR-E {RB} | Royal Blue | XRE | ROY |  | 1 | 0.1 | 1 | 0 | -0.5128 | 2.5385 | 0.1744 | 1.1355 | -2.6575 | 2.531 | 2.691 | -0.0018727 | 25 | -0.004 | 8 | 13 | 14 | 15 | 16 | 0 | 0 | 0 | 0 | 0 | 0 | 0 | 0 | 0 | 0 | 0 | 0 | 0 | 0 | 0 | 0 | 0 | 0 | 0 | 0 | 0 | 0 | 0 | 0 | 0
[5 empty] | 1 | [14 empty] | 300 | 350 | 425 | 500 | 0 | 0 | 0 | 0 | 0 | 0 | 0 | 0 | 0 | 0 | 0 | 0 | 0 | 0 | 0 | 0 | 0 | 0 | 0 | 0 | 0 | 0 | 0 | 0 | 0
Cree XLamp XT-E {RB} | Royal Blue | XTE | ARY |  | 1 | 0.1 | 1.5 | 0.1458 | -0.79806 | 3.0521 | 0.023272 | 0.1325 | -0.45497 | 0.76851 | 2.6311 | -0.0019589 | 85 | -0.0025 | 5 | 30 | 31 | 32 | 33 | 34 | 35 | 36 | 0 | 0 | 0 | 0 | 0 | 0 | 0 | 0 | 0 | 0 | 0 | 0 | 0 | 0 | 0 | 0 | 0 | 0 | 0 | 0 | 0 | 0
[5 empty] | 1 | [14 empty] | 450 | 475 | 500 | 525 | 550 | 575 | 600 | 0 | 0 | 0 | 0 | 0 | 0 | 0 | 0 | 0 | 0 | 0 | 0 | 0 | 0 | 0 | 0 | 0 | 0 | 0 | 0 | 0 | 0
1
1
--- BLUE --- |  |  |  |  | 1
1
Cree XLamp ML-E {B} | Blue | MLE | BLU |  | 1 | 0.05 | 0.35 | 0 | -6.0073 | 7.2193 | 0.0523 | 7.5433 | -7.9479 | 4.4229 | 2.6899 | -0.00076791 | 25 | -0.0033 | 11 | F | G | 0 | 0 | 0 | 0 | 0 | 0 | 0 | 0 | 0 | 0 | 0 | 0 | 0 | 0 | 0 | 0 | 0 | 0 | 0 | 0 | 0 | 0 | 0 | 0 | 0 | 0 | 0
[5 empty] | 1 | [14 empty] | 10.7 | 13.9 | 0 | 0 | 0 | 0 | 0 | 0 | 0 | 0 | 0 | 0 | 0 | 0 | 0 | 0 | 0 | 0 | 0 | 0 | 0 | 0 | 0 | 0 | 0 | 0 | 0 | 0 | 0
Cree XLamp XB-D {B} | Blue | XBD | BLU |  | 1 | 0.1 | 1 | 0.81233 | -2.2599 | 3.429 | 0.04184 | 0.54038 | -1.3456 | 1.5515 | 2.6986 | -0.00076049 | 25: 25; -0.0033: -0.0033; 9: 6.5; 30: K2; 31: K3; 32: M2; 33: M3
[5 empty] | 1 | [11 empty] | 30: 30.6; 31: 35.2; 32: 39.8; 33: 45.7
Cree XLamp XP-C {B} | Blue | XPC | BLU |  | 1 | 0.1 | 0.5 | 0 | -1.757 | 3.3001 | 0.0602 | 0 | -1.1048 | 2.0171 | 2.7293 | -0.000923 | 25 | -0.004 | 12 | G | H | J | 0 | 0 | 0 | 0 | 0 | 0 | 0 | 0 | 0 | 0 | 0 | 0 | 0 | 0 | 0 | 0 | 0 | 0 | 0 | 0 | 0 | 0 | 0 | 0 | 0 | 0
[5 empty] | 1 | [14 empty] | 13.9 | 18.1 | 23.5 | 0 | 0 | 0 | 0 | 0 | 0 | 0 | 0 | 0 | 0 | 0 | 0 | 0 | 0 | 0 | 0 | 0 | 0 | 0 | 0 | 0 | 0 | 0 | 0 | 0 | 0
Cree XLamp XP-E {B} | Blue | XPE | BLU |  | 1 | 0.1 | 1 | 0 | -0.9143 | 3.1266 | 0.0177 | 0.33523 | -0.90774 | 1.3057 | 2.7398 | -0.0014182 | 25 | -0.0033 | 9 | K2 | K3 | M2 | 0 | 0 | 0 | 0 | 0 | 0 | 0 | 0 | 0 | 0 | 0 | 0 | 0 | 0 | 0 | 0 | 0 | 0 | 0 | 0 | 0 | 0 | 0 | 0 | 0 | 0
[5 empty] | 1 | [14 empty] | 30.6 | 35.2 | 39.8 | 0 | 0 | 0 | 0 | 0 | 0 | 0 | 0 | 0 | 0 | 0 | 0 | 0 | 0 | 0 | 0 | 0 | 0 | 0 | 0 | 0 | 0 | 0 | 0 | 0 | 0
Cree XLamp XP-E2 {B} | Blue | XPE | BBL |  | 1 | 0.1 | 1 | 0.50518 | -1.7172 | 3.2754 | 0.042325 | 0.46697 | -1.2247 | 1.4026 | 2.7391 | -0.00044598 | 25: 25; -0.0033: -0.0033; 9: 9; 30: K3; 31: M2; 32: M3; 33: N2
[5 empty] | 1 | [11 empty] | 30: 35.2; 31: 39.8; 32: 45.7; 33: 51.7
Cree XLamp XQ-A {B} | Blue | XQA | BLU |  | 1 | 0.05 | 0.25 | 16.1353 | -13.9848 | 7.5006 | 0.029199 | 17.2973 | -13.2678 | 4.7468 | 2.7329 | -0.0006132 | 25: 25; -0.0033: -0.004; 9: 17; 30: G2; 31: G3
[5 empty] | 1 | [11 empty] | 30: 13.9; 31: 15.8
Cree XLamp XQ-A {PCB} | PC Blue | XQA | BLU |  | 1 | 0.05 | 0.25 | 16.1353 | -13.9848 | 7.5006 | 0.029199 | 17.2973 | -13.2678 | 4.7468 | 2.7329 | -0.0011574 | 25: 25; -0.0033: -0.004; 9: 17; 30: H
[5 empty] | 1 | [11 empty] | 30: 18.1
Cree XLamp XQ-E HD {B} | Blue | XQE | BLU |  | 1 | 0.15 | 1 | 0.68429 | -2.003 | 3.3369 | 0.048121 | 0.4784 | -1.237 | 1.421 | 2.7337 | -0.00039151 | 25 | -0.0033 | 6 | K2 | K3 | M2 | M3 | N2
[5 empty] | 1 | [11 empty] | 30: 30.6; 31: 35.2; 32: 39.8; 33: 45.7; 34: 51.7
Cree XLamp XQ-E HI {B} | Blue | XQE | BLU |  | 1 | 0.15 | 1 | 0.32571 | -1.2262 | 3.0193 | 0.079491 | 0.4784 | -1.237 | 1.421 | 2.7337 | -0.00039151 | 25: 25; -0.0033: -0.0033; 9: 6; 30: K2; 31: K3; 32: M2; 33: M3
[5 empty] | 1 | [11 empty] | 30: 30.6; 31: 35.2; 32: 39.8; 33: 45.7
Cree XLamp XQ-E HI {PCB} | PC Blue | XQE | BLU |  | 1 | 0.15 | 1 | 0.32571 | -1.2262 | 3.0193 | 0.079491 | 0.4784 | -1.237 | 1.421 | 2.7337 | -0.001395 | 25: 25; -0.0033: -0.0033; 9: 6; 30: M2; 31: M3; 32: N2
[5 empty] | 1 | [11 empty] | 30: 39.8; 31: 45.7; 32: 51.7
Cree XLamp XR-C {B} | Blue | XRC | BLU |  | 1 | 0.1 | 0.5 | 0 | -1.6119 | 3.2634 | 0.0553 | 0 | -0.6667 | 1.9 | 2.9167 | -0.00256 | 25 | -0.004 | 12 | G | H | J | 0 | 0 | 0 | 0 | 0 | 0 | 0 | 0 | 0 | 0 | 0 | 0 | 0 | 0 | 0 | 0 | 0 | 0 | 0 | 0 | 0 | 0 | 0 | 0 | 0 | 0
[5 empty] | 1 | [14 empty] | 13.9 | 18.1 | 23.5 | 0 | 0 | 0 | 0 | 0 | 0 | 0 | 0 | 0 | 0 | 0 | 0 | 0 | 0 | 0 | 0 | 0 | 0 | 0 | 0 | 0 | 0 | 0 | 0 | 0 | 0
Cree XLamp XR-E {B} | Blue | XRE | BLU |  | 1 | 0.1 | 1 | 0 | -0.5128 | 2.5385 | 0.1744 | 1.1355 | -2.6575 | 2.531 | 2.691 | -0.00044545 | 25 | -0.004 | 8 | J | K | M | 0 | 0 | 0 | 0 | 0 | 0 | 0 | 0 | 0 | 0 | 0 | 0 | 0 | 0 | 0 | 0 | 0 | 0 | 0 | 0 | 0 | 0 | 0 | 0 | 0 | 0
[5 empty] | 1 | [14 empty] | 23.5 | 30.6 | 39.8 | 0 | 0 | 0 | 0 | 0 | 0 | 0 | 0 | 0 | 0 | 0 | 0 | 0 | 0 | 0 | 0 | 0 | 0 | 0 | 0 | 0 | 0 | 0 | 0 | 0 | 0
1
1
--- GREEN --- |  |  |  |  | 1
1
Cree XLamp ML-E {G} | Green | MLE | GRN |  | 1 | 0.05 | 0.35 | 0 | -6.2974 | 6.4826 | 0.1693 | 0 | -4.4283 | 5.1059 | 2.7837 | -0.0016008 | 25 | -0.004 | 15 | J3 | K2 | K3 | 0 | 0 | 0 | 0 | 0 | 0 | 0 | 0 | 0 | 0 | 0 | 0 | 0 | 0 | 0 | 0 | 0 | 0 | 0 | 0 | 0 | 0 | 0 | 0 | 0 | 0
[5 empty] | 1 | [14 empty] | 26.8 | 30.6 | 35.2 | 0 | 0 | 0 | 0 | 0 | 0 | 0 | 0 | 0 | 0 | 0 | 0 | 0 | 0 | 0 | 0 | 0 | 0 | 0 | 0 | 0 | 0 | 0 | 0 | 0 | 0
Cree XLamp XB-D {G} | Green | XBD | GRN |  | 1 | 0.1 | 1 | 1.165 | -2.86 | 3.2835 | 0.15118 | 0.68764 | -1.5619 | 1.6052 | 2.9 | -0.0011815 | 25 | -0.0033 | 11 | Q2 | Q3 | Q4 | Q4 | Q5 | R2
[5 empty] | 1 | [11 empty] | 30: 87.4; 31: 93.9; 32: 100; 33: 100; 34: 107; 35: 114
Cree XLamp XM-L Color {G} | Green |  |  |  | 1 | 0.15 | 1 | 0.80471 | -2.2593 | 3.22 | 0.11525 | 0.66125 | -1.7145 | 2.0948 | 2.7485 | -0.0021552 | 25: 25; -0.0033: -0.004; 9: 3.5; 30: N; 31: P
[5 empty] | 1 | [11 empty] | 30: 87.4; 31: 114
Cree XLamp XP-C {G} | Green | XPC | GRN |  | 1 | 0.1 | 0.5 | 0 | -1.8697 | 3.1426 | 0.1291 | 0 | -1.0952 | 1.8929 | 2.9717 | -0.0022614 | 25 | -0.004 | 20 | N2 | N3 | N4 | P2 | P3 | P4 | 0 | 0 | 0 | 0 | 0 | 0 | 0 | 0 | 0 | 0 | 0 | 0 | 0 | 0 | 0 | 0 | 0 | 0 | 0 | 0 | 0 | 0 | 0
[5 empty] | 1 | [14 empty] | 51.7 | 56.8 | 62 | 67.2 | 73.9 | 80.6 | 0 | 0 | 0 | 0 | 0 | 0 | 0 | 0 | 0 | 0 | 0 | 0 | 0 | 0 | 0 | 0 | 0 | 0 | 0 | 0 | 0 | 0 | 0
Cree XLamp XP-E {G} | Green | XPE | GRN |  | 1 | 0.1 | 1 | 0 | -1.1056 | 2.9695 | 0.0961 | 0 | -1.0735 | 2.2031 | 2.7604 | -0.00198 | 25 | -0.0038 | 15 | P3 | P4 | Q2 | Q3 | Q4 | Q5 | 0 | 0 | 0 | 0 | 0 | 0 | 0 | 0 | 0 | 0 | 0 | 0 | 0 | 0 | 0 | 0 | 0 | 0 | 0 | 0 | 0 | 0 | 0
[5 empty] | 1 | [14 empty] | 73.9 | 80.6 | 87.4 | 93.9 | 100 | 107 | 0 | 0 | 0 | 0 | 0 | 0 | 0 | 0 | 0 | 0 | 0 | 0 | 0 | 0 | 0 | 0 | 0 | 0 | 0 | 0 | 0 | 0 | 0
Cree XLamp XP-E2 {G} | Green | XPE | BGR |  | 1 | 0.1 | 1 | 0.73901 | -2.1726 | 3.2989 | 0.079833 | 0.96218 | -2.3754 | 2.5377 | 2.5615 | -0.0020219 | 25 | -0.0038 | 15 | Q3 | Q4 | Q5 | R2 | R3 | R4
[5 empty] | 1 | [11 empty] | 30: 93.9; 31: 100; 32: 107; 33: 114; 34: 122; 35: 130
Cree XLamp XQ-A {G} | Green | XQA | GRN |  | 1 | 0.05 | 0.25 | 23.3392 | -18.0578 | 7.565 | 0.10406 | -0.23961 | -6.0092 | 4.2019 | 2.75 | -0.0016173 | 25 | -0.0043 | 30 | K2 | K3 | M2 | M3 | N2
[5 empty] | 1 | [11 empty] | 30: 30.6; 31: 35.2; 32: 39.8; 33: 45.7; 34: 51.7
Cree XLamp XQ-E HD {G} | Green | XQE | GRN |  | 1 | 0.15 | 1 | 0.76556 | -2.2172 | 3.2581 | 0.098437 | 0.49284 | -1.2463 | 1.4649 | 2.8188 | -0.0024433 | 25 | -0.0038 | 9 | Q3 | Q4 | Q5 | R2 | R3
[5 empty] | 1 | [11 empty] | 30: 93.9; 31: 100; 32: 107; 33: 114; 34: 122
Cree XLamp XQ-E HI {G} | Green | XQE | GRN |  | 1 | 0.15 | 1 | 0.49519 | -1.6389 | 3.0224 | 0.1217 | 0.49284 | -1.2463 | 1.4649 | 2.8188 | -0.0024433 | 25 | -0.0038 | 9 | P4 | Q2 | Q3 | Q4 | Q5
[5 empty] | 1 | [11 empty] | 30: 80.6; 31: 87.4; 32: 93.9; 33: 100; 34: 107
Cree XLamp XR-C {G} | Green | XRC | GRN |  | 1 | 0.1 | 0.5 | 0 | -1.9674 | 3.099 | 0.1564 | 0 | -0.6667 | 1.9 | 3.1167 | -0.0017333 | 25 | -0.004 | 12 | M | N | P | 0 | 0 | 0 | 0 | 0 | 0 | 0 | 0 | 0 | 0 | 0 | 0 | 0 | 0 | 0 | 0 | 0 | 0 | 0 | 0 | 0 | 0 | 0 | 0 | 0 | 0
[5 empty] | 1 | [14 empty] | 39.8 | 51.7 | 67.2 | 0 | 0 | 0 | 0 | 0 | 0 | 0 | 0 | 0 | 0 | 0 | 0 | 0 | 0 | 0 | 0 | 0 | 0 | 0 | 0 | 0 | 0 | 0 | 0 | 0 | 0
Cree XLamp XR-E {G} | Green | XRE | GRN |  | 1 | 0.1 | 0.7 | 0 | -1.5429 | 3.1343 | 0.092 | 1.1355 | -2.6575 | 2.531 | 2.691 | -0.0019182 | 25 | -0.004 | 8 | P | Q | 0 | 0 | 0 | 0 | 0 | 0 | 0 | 0 | 0 | 0 | 0 | 0 | 0 | 0 | 0 | 0 | 0 | 0 | 0 | 0 | 0 | 0 | 0 | 0 | 0 | 0 | 0
[5 empty] | 1 | [14 empty] | 67.2 | 87.4 | 0 | 0 | 0 | 0 | 0 | 0 | 0 | 0 | 0 | 0 | 0 | 0 | 0 | 0 | 0 | 0 | 0 | 0 | 0 | 0 | 0 | 0 | 0 | 0 | 0 | 0 | 0
1
1
--- AMBER --- |  |  |  |  | 1
1
Cree XLamp ML-E {A} | Amber | MLE | AMB |  | 1 | 0.05 | 0.25 | -13.9485 | -3.7758 | 7.8156 | -0.040311 | 5.6495 | -4.2759 | 4.2946 | 1.833 | -0.0095398 | 25: 25; -0.0033: -0.001; 9: 24; 30: J3; 31: K2; 32: K3
[5 empty] | 1 | [11 empty] | 30: 26.8; 31: 30.6; 32: 35.2
Cree XLamp XB-D {A} | Amber | XBD | AMB |  | 1 | 0.1 | 1 | -0.2548 | -0.53811 | 3.1961 | -0.041785 | 0.30676 | -0.83803 | 1.4774 | 1.8224 | -0.0096509 | 25 | -0.002 | 7 | N3 | N4 | P2 | P3 | P4
[5 empty] | 1 | [11 empty] | 30: 56.8; 31: 62; 32: 67.2; 33: 73.9; 34: 80.6
Cree XLamp XB-D {PCA} | PC Amber | XBD | AMB |  | 1 | 0.1 | 1 | 0.72089 | -2.1337 | 3.5159 | -9.3529e-05 | 0.40229 | -1.113 | 1.4553 | 2.7097 | -0.0022155 | 25: 25; -0.0033: -0.0024; 9: 8.5; 30: Q2; 31: Q3; 32: Q4; 33: Q5
[5 empty] | 1 | [11 empty] | 30: 87.4; 31: 93.9; 32: 100; 33: 107
Cree XLamp XP-C {A} | Amber | XPC | AMB |  | 1 | 0.1 | 0.35 | 0 | -1.7222 | 3.5692 | -0.0383 | 0 | -0.5333 | 1.12 | 1.8733 | -0.0067036 | 25 | -0.002 | 15 | K3 | M2 | M3 | N2 | N3 | 0 | 0 | 0 | 0 | 0 | 0 | 0 | 0 | 0 | 0 | 0 | 0 | 0 | 0 | 0 | 0 | 0 | 0 | 0 | 0 | 0 | 0 | 0 | 0
[5 empty] | 1 | [14 empty] | 35.2 | 39.8 | 45.7 | 51.7 | 56.8 | 0 | 0 | 0 | 0 | 0 | 0 | 0 | 0 | 0 | 0 | 0 | 0 | 0 | 0 | 0 | 0 | 0 | 0 | 0 | 0 | 0 | 0 | 0 | 0
Cree XLamp XP-E {A} | Amber | XPE | AMB |  | 1 | 0.1 | 0.5 | 0 | -0.4507 | 3.1164 | -0.0355 | 0 | -0.0333 | 0.695 | 1.8608 | -0.010909 | 25 | -0.0012 | 10 | M2 | M3 | N2 | N3 | N4 | P2 | P3 | P4 | 0 | 0 | 0 | 0 | 0 | 0 | 0 | 0 | 0 | 0 | 0 | 0 | 0 | 0 | 0 | 0 | 0 | 0 | 0 | 0 | 0
[5 empty] | 1 | [14 empty] | 39.8 | 45.7 | 51.7 | 56.8 | 62 | 67.2 | 73.9 | 80.6 | 0 | 0 | 0 | 0 | 0 | 0 | 0 | 0 | 0 | 0 | 0 | 0 | 0 | 0 | 0 | 0 | 0 | 0 | 0 | 0 | 0
Cree XLamp XP-E2 {A} | Amber | XPE | BAM |  | 1 | 0.1 | 1 | -0.031081 | -0.92587 | 3.3329 | -0.051781 | 0.1682 | -0.45427 | 1.0307 | 1.8877 | -0.0097431 | 25 | -0.0018 | 7 | N4 | P2 | P3 | P4 | Q2
[5 empty] | 1 | [11 empty] | 30: 62; 31: 67.2; 32: 73.9; 33: 80.6; 34: 87.4
Cree XLamp XP-E2 {PCA} | PC Amber | XPE | BPA |  | 1 | 0.1 | 1 | 0.39572 | -1.4019 | 3.2752 | 0.0084589 | 0.26678 | -0.71734 | 0.92694 | 2.802 | -0.0020018 | 25 | -0.0025 | 9 | Q2 | Q3 | Q4 | Q5 | R2 | R3
[5 empty] | 1 | [11 empty] | 30: 87.4; 31: 93.9; 32: 100; 33: 107; 34: 114; 35: 122
Cree XLamp XQ-A {PCA} | PC Amber | XQA | APA |  | 1 | 0.05 | 0.25 | 15.6692 | -13.7078 | 7.559 | 0.012997 | 2.7447 | -7.5552 | 4.5322 | 2.8235 | -0.00214 | 25: 25; -0.0033: -0.0042; 9: 20; 30: J3; 31: K2; 32: K3; 33: M2
[5 empty] | 1 | [11 empty] | 30: 26.8; 31: 30.6; 32: 35.2; 33: 39.8
Cree XLamp XQ-E HD {PCA} | PC Amber | XQE | APA |  | 1 | 0.1 | 1 | 0.5878 | -1.8928 | 3.3934 | 0.018985 | 0.35882 | -0.93863 | 1.1789 | 2.787 | -0.0021298 | 25: 25; -0.0033: -0.0033; 9: 8; 30: P3; 31: P4; 32: Q2
[5 empty] | 1 | [11 empty] | 30: 73.9; 31: 80.6; 32: 87.4
Cree XLamp XQ-E HI {PCA} | PC Amber | XQE | APA |  | 1 | 0.1 | 1 | 0.5878 | -1.8928 | 3.3934 | 0.018985 | 0.35882 | -0.93863 | 1.1789 | 2.787 | -0.0021298 | 25: 25; -0.0033: -0.0033; 9: 8; 30: P2; 31: P3; 32: P4
[5 empty] | 1 | [11 empty] | 30: 67.2; 31: 73.9; 32: 80.6
Cree XLamp XR-C {A} | Amber | XRC | AMB |  | 1 | 0.1 | 0.35 | 0 | -0.7867 | 3.354 | -0.0775 | 0 | -0.5333 | 1.12 | 1.8733 | -0.010909 | 25 | -0.0018 | 15 | J | K2 | K3 | M2 | M3 | 0 | 0 | 0 | 0 | 0 | 0 | 0 | 0 | 0 | 0 | 0 | 0 | 0 | 0 | 0 | 0 | 0 | 0 | 0 | 0 | 0 | 0 | 0 | 0
[5 empty] | 1 | [14 empty] | 23.5 | 30.6 | 35.2 | 39.8 | 45.7 | 0 | 0 | 0 | 0 | 0 | 0 | 0 | 0 | 0 | 0 | 0 | 0 | 0 | 0 | 0 | 0 | 0 | 0 | 0 | 0 | 0 | 0 | 0 | 0
1
1
--- RED-ORANGE --- |  |  |  |  | 1
1
Cree XLamp XB-D {RO} | Red-Orange | XBD | RDO |  | 1 | 0.1 | 1 | -0.11111 | -0.27775 | 3.0106 | -0.014915 | 0.067892 | -0.34835 | 1.1681 | 1.8809 | -0.0060018 | 25: 25; -0.0033: -0.002; 9: 5; 30: P3; 31: P4; 32: Q2; 33: Q3
[5 empty] | 1 | [11 empty] | 30: 73.9; 31: 80.6; 32: 87.4; 33: 93.9
Cree XLamp XP-C {RO} | Red-Orange | XPC | RDO |  | 1 | 0.1 | 0.35 | 0 | -1.3433 | 3.3685 | -0.0144 | 0 | -0.5333 | 1.12 | 1.8733 | -0.0063266 | 25 | -0.002 | 10 | M2 | M3 | N2 | N3 | N4 | P2 | 0 | 0 | 0 | 0 | 0 | 0 | 0 | 0 | 0 | 0 | 0 | 0 | 0 | 0 | 0 | 0 | 0 | 0 | 0 | 0 | 0 | 0 | 0
[5 empty] | 1 | [14 empty] | 39.8 | 45.7 | 51.7 | 56.8 | 62 | 67.2 | 0 | 0 | 0 | 0 | 0 | 0 | 0 | 0 | 0 | 0 | 0 | 0 | 0 | 0 | 0 | 0 | 0 | 0 | 0 | 0 | 0 | 0 | 0
Cree XLamp XP-E {RO} | Red-Orange | XPE | RDO |  | 1 | 0.1 | 0.7 | 0 | -0.5229 | 3.0633 | -0.0081 | 0.18348 | -0.49533 | 0.89391 | 1.8399 | -0.0066182 | 25 | -0.0018 | 10 | N3 | N4 | P2 | P3 | P4 | Q2 | 0 | 0 | 0 | 0 | 0 | 0 | 0 | 0 | 0 | 0 | 0 | 0 | 0 | 0 | 0 | 0 | 0 | 0 | 0 | 0 | 0 | 0 | 0
[5 empty] | 1 | [14 empty] | 56.8 | 62 | 67.2 | 73.9 | 80.6 | 87.4 | 0 | 0 | 0 | 0 | 0 | 0 | 0 | 0 | 0 | 0 | 0 | 0 | 0 | 0 | 0 | 0 | 0 | 0 | 0 | 0 | 0 | 0 | 0
Cree XLamp XP-E2 {RO} | Red-Orange | XPE | BRD |  | 1 | 0.1 | 1 | -0.13442 | -0.18111 | 2.9555 | -0.0064851 | 0.1682 | -0.45427 | 1.0307 | 1.8877 | -0.0055696 | 25 | -0.0018 | 5 | P2 | P3 | P4 | Q2 | Q3 | Q4 | Q5
[5 empty] | 1 | [11 empty] | 30: 67.2; 31: 73.9; 32: 80.6; 33: 87.4; 34: 93.9; 35: 100; 36: 107
Cree XLamp XQ-A {RO} | Red-Orange | XQA | RDO |  | 1 | 0.05 | 0.25 | -2.7461 | -3.1433 | 6.3691 | -0.0036142 | 5.9677 | -4.9345 | 3.2782 | 1.8454 | -0.0070293 | 25: 25; -0.0033: -0.002; 9: 18; 30: K2; 31: K3; 32: M2; 33: M3
[5 empty] | 1 | [11 empty] | 30: 30.6; 31: 35.2; 32: 39.8; 33: 45.7
Cree XLamp XQ-E HD {RO} | Red-Orange | XQE | RDO |  | 1 | 0.15 | 1 | -0.18085 | -0.2276 | 2.989 | -0.010508 | 0.15131 | -0.42284 | 0.9273 | 1.9208 | -0.0062837 | 25 | -0.0018 | 5 | P2 | P3 | P4 | Q2 | Q3 | Q4
[5 empty] | 1 | [11 empty] | 30: 67.2; 31: 73.9; 32: 80.6; 33: 87.4; 34: 93.9; 35: 100
Cree XLamp XQ-E HI {RO} | Red-Orange | XQE | RDO |  | 1 | 0.15 | 1 | -0.18085 | -0.2276 | 2.989 | -0.010508 | 0.15131 | -0.42284 | 0.9273 | 1.9208 | -0.0062837 | 25: 25; -0.0033: -0.0018; 9: 5; 30: P2; 31: P3; 32: P4
[5 empty] | 1 | [11 empty] | 30: 67.2; 31: 73.9; 32: 80.6
Cree XLamp XR-C {RO} | Red-Orange | XRC | RDO |  | 1 | 0.1 | 0.5 | 0 | -1.0767 | 3.2485 | -0.0051 | 0 | -0.5333 | 1.12 | 1.8733 | -0.0078182 | 25 | -0.0018 | 15 | K2 | K3 | M2 | M3 | 0 | 0 | 0 | 0 | 0 | 0 | 0 | 0 | 0 | 0 | 0 | 0 | 0 | 0 | 0 | 0 | 0 | 0 | 0 | 0 | 0 | 0 | 0 | 0 | 0
[5 empty] | 1 | [14 empty] | 30.6 | 35.2 | 39.8 | 45.7 | 0 | 0 | 0 | 0 | 0 | 0 | 0 | 0 | 0 | 0 | 0 | 0 | 0 | 0 | 0 | 0 | 0 | 0 | 0 | 0 | 0 | 0 | 0 | 0 | 0
1
1
--- RED --- |  |  |  |  | 1
1
Cree XLamp ML-E {R} | Red | MLE | RED |  | 1 | 0.05 | 0.35 | 0 | -3.9314 | 7.4594 | -0.0305 | 0 | -1.8866 | 3.3638 | 1.7379 | -0.0056147 | 25 | -0.0018 | 15 | H | J | 0 | 0 | 0 | 0 | 0 | 0 | 0 | 0 | 0 | 0 | 0 | 0 | 0 | 0 | 0 | 0 | 0 | 0 | 0 | 0 | 0 | 0 | 0 | 0 | 0 | 0 | 0
[5 empty] | 1 | [14 empty] | 18.1 | 23.5 | 0 | 0 | 0 | 0 | 0 | 0 | 0 | 0 | 0 | 0 | 0 | 0 | 0 | 0 | 0 | 0 | 0 | 0 | 0 | 0 | 0 | 0 | 0 | 0 | 0 | 0 | 0
Cree XLamp XB-D {R} | Red | XBD | RED |  | 1 | 0.1 | 1 | -0.11111 | -0.27775 | 3.0106 | -0.014915 | 0.067892 | -0.34835 | 1.1681 | 1.8809 | -0.0060018 | 25: 25; -0.0033: -0.002; 9: 5; 30: N4; 31: P2; 32: P3; 33: P4
[5 empty] | 1 | [11 empty] | 30: 62; 31: 67.2; 32: 73.9; 33: 80.6
Cree XLamp XM-L Color {R} | Red |  |  |  | 1 | 0.15 | 1 | -0.075981 | -0.26123 | 2.9614 | -0.0012469 | 0.1713 | -0.46799 | 1.0419 | 1.9353 | -0.0063188 | 25: 25; -0.0033: -0.0018; 9: 3.5; 30: M; 31: N
[5 empty] | 1 | [11 empty] | 30: 45.7; 31: 87.4
Cree XLamp XP-C {R} | Red | XPC | RED |  | 1 | 0.1 | 0.35 | 0 | -1.3433 | 3.3685 | -0.0144 | 0 | -0.5333 | 1.12 | 1.8733 | -0.0063266 | 25 | -0.002 | 10 | K2 | K3 | M2 | M3 | N2 | 0 | 0 | 0 | 0 | 0 | 0 | 0 | 0 | 0 | 0 | 0 | 0 | 0 | 0 | 0 | 0 | 0 | 0 | 0 | 0 | 0 | 0 | 0 | 0
[5 empty] | 1 | [14 empty] | 30.6 | 35.2 | 39.8 | 45.7 | 51.7 | 0 | 0 | 0 | 0 | 0 | 0 | 0 | 0 | 0 | 0 | 0 | 0 | 0 | 0 | 0 | 0 | 0 | 0 | 0 | 0 | 0 | 0 | 0 | 0
Cree XLamp XP-E {R} | Red | XPE | RED |  | 1 | 0.1 | 0.7 | 0 | -0.5229 | 3.0633 | -0.0081 | 0.18348 | -0.49533 | 0.89391 | 1.8399 | -0.0066182 | 25 | -0.0018 | 10 | M2 | M3 | N2 | N3 | N4 | P2 | P3 | 0 | 0 | 0 | 0 | 0 | 0 | 0 | 0 | 0 | 0 | 0 | 0 | 0 | 0 | 0 | 0 | 0 | 0 | 0 | 0 | 0 | 0
[5 empty] | 1 | [14 empty] | 39.8 | 45.7 | 51.7 | 56.8 | 62 | 67.2 | 73.9 | 0 | 0 | 0 | 0 | 0 | 0 | 0 | 0 | 0 | 0 | 0 | 0 | 0 | 0 | 0 | 0 | 0 | 0 | 0 | 0 | 0 | 0
Cree XLamp XP-E2 {R} | Red | XPE | BRD |  | 1 | 0.1 | 1 | -0.13442 | -0.18111 | 2.9555 | -0.0064851 | 0.1682 | -0.45427 | 1.0307 | 1.8877 | -0.0055696 | 25 | -0.0018 | 5 | N3 | N4 | P2 | P3 | P4
[5 empty] | 1 | [11 empty] | 30: 56.8; 31: 62; 32: 67.2; 33: 73.9; 34: 80.6
Cree XLamp XQ-A {R} | Red | XQA | RED |  | 1 | 0.05 | 0.25 | -1.016 | -2.964 | 6.2765 | -0.0021673 | 5.9677 | -4.9345 | 3.2782 | 1.8454 | -0.0066203 | 25: 25; -0.0033: -0.002; 9: 18; 30: J2; 31: J3; 32: K2; 33: K3
[5 empty] | 1 | [11 empty] | 30: 23.5; 31: 26.8; 32: 30.6; 33: 35.2
Cree XLamp XQ-E HD {R} | Red | XQE | RED |  | 1 | 0.15 | 1 | -0.11493 | -0.22534 | 2.9697 | -0.0068657 | 0.15131 | -0.42284 | 0.9273 | 1.9208 | -0.0057987 | 25 | -0.0018 | 5 | N3 | N4 | P2 | P3 | P4
[5 empty] | 1 | [11 empty] | 30: 56.8; 31: 62; 32: 67.2; 33: 73.9; 34: 80.6
Cree XLamp XQ-E HI {R} | Red | XQE | RED |  | 1 | 0.15 | 1 | -0.11493 | -0.22534 | 2.9697 | -0.0068657 | 0.15131 | -0.42284 | 0.9273 | 1.9208 | -0.0057987 | 25: 25; -0.0033: -0.0018; 9: 5; 30: M3; 31: N2; 32: N3; 33: N4
[5 empty] | 1 | [11 empty] | 30: 45.7; 31: 51.7; 32: 56.8; 33: 62
Cree XLamp XR-C {R} | Red | XRC | RED |  | 1 | 0.1 | 0.5 | 0 | -1.0767 | 3.2485 | -0.0051 | 0 | -0.5333 | 1.12 | 1.8733 | -0.0070909 | 25 | -0.0018 | 15 | K2 | K3 | M2 | M3 | 0 | 0 | 0 | 0 | 0 | 0 | 0 | 0 | 0 | 0 | 0 | 0 | 0 | 0 | 0 | 0 | 0 | 0 | 0 | 0 | 0 | 0 | 0 | 0 | 0
[5 empty] | 1 | [14 empty] | 30.6 | 35.2 | 39.8 | 45.7 | 0 | 0 | 0 | 0 | 0 | 0 | 0 | 0 | 0 | 0 | 0 | 0 | 0 | 0 | 0 | 0 | 0 | 0 | 0 | 0 | 0 | 0 | 0 | 0 | 0
1
1
--- ~660 nm Red (lm=mW) --- |  |  |  |  | 1
1
Cree XLamp XP-E High Eff. {PR} | Photo Red | XPE | EPR |  | 1 | 0.15 | 1 | -0.084431 | -0.046818 | 2.9194 | -0.012431 | -0.038261 | -0.099826 | 0.78443 | 1.8393 | -0.0024302 | 25: 25; -0.0033: -0.0016; 9: 8; 30: 26; 31: 27; 32: 28; 33: 29
[5 empty] | 1 | [11 empty] | 30: 350; 31: 375; 32: 400; 33: 425
Cree XLamp XP-E2 {PR} | Photo Red | XPE | BPR |  | 1 | 0.1 | 1 | -0.091748 | 0.02349 | 2.8788 | -0.0065157 | 0.18059 | -0.51351 | 1.0223 | 1.7474 | -0.002045 | 25: 25; -0.0033: -0.0016; 9: 8; 30: 29; 31: 30
[5 empty] | 1 | [11 empty] | 30: 425; 31: 450
Cree XLamp XP-G3 {PR} | Photo Red | XPG | DPR |  | 1 | 0.1 | 1.5 | -0.0010305 | -0.058727 | 2.9056 | -0.0097256 | 0.078918 | -0.3203 | 0.9085 | 1.7123 | -0.0016598 | 25: 25; -0.0033: -0.0012041; 9: 2.5; 30: TYP; 31: 31; 32: 32; 33: 33
[5 empty] | 1 | [11 empty] | 30: 516; 31: 475; 32: 500; 33: 525
Cree XLamp XQ-E High Eff. {PR} | Photo Red | XQA | PHR |  | 1 | 0.15 | 1 | -0.049704 | -0.062512 | 2.92 | -0.012207 | 0.14902 | -0.47391 | 1.0363 | 1.789 | -0.0025337 | 25: 25; -0.0033: -0.0016; 9: 5; 30: 26; 31: 27; 32: 28
[5 empty] | 1 | [11 empty] | 30: 350; 31: 375; 32: 400
1
1
--- ~730 nm Red (lm=mW) --- |  |  |  |  | 1
1
Cree XLamp XP-E {FR} | Far Red | XPE | FAR |  | 1 | 0.15 | 1 | 0.030121 | -0.33351 | 2.9563 | 0.0048729 | 0.14044 | -0.38504 | 0.85709 | 1.6412 | -0.0018902 | 25: 25; -0.0033: -0.001; 9: 8; 30: 10; 31: 11; 32: 12
[5 empty] | 1 | [11 empty] | 30: 175; 31: 210; 32: 250
Cree XLamp XP-E2 {FR} | Far Red | XPE | BFR |  | 1 | 0.1 | 1 | -0.035327 | -0.20848 | 2.9463 | -0.0041491 | 0.39803 | -0.92925 | 1.118 | 1.5555 | -0.0014931 | 25: 25; -0.0033: -0.001; 9: 8; 30: 13; 31: 14; 32: 15; 33: 16
[5 empty] | 1 | [11 empty] | 30: 275; 31: 300; 32: 325; 33: 350

## Lookups (hidden)
|  | Index | Model | Index | Currents | Options | Options (Verbose) | Decimals | Temp | Current (Extra Fine) | Current (Fine) |  |  |  | Current (Medium) | Current (Medium2) | Current (Coarse) | Current (Coarse2) | Current (V. Coarse) |  |  |  | LED Multiple
3 | Cree Product? | 0 | (none) | 0 | 0.01 | (none) | Current (A) | 0 | Tj (ºC) | 0.01 | 0.06 | 0.01 | 0.05 | 0.02 | 0.1 | 0.3 | 0.15 | 0.35 | 0.35 | 2.2 | 3.7 | 0.010A - 0.065A | x1
5 |  | 1 | --- WHITE --- | 1 | 0.012 | LED Vf | LED Forward Voltage (V) | 1 | Tsp (ºC) | 0.012 | 0.062 | 0.02 | 0.06 | 0.03 | 0.11 | 0.31 | 0.2 | 0.4 | 0.4 | 2.3 | 3.8 | 0.060A - 0.140A | x2 | White | Brand | Family
7 |  | 2 | Cree JB2016 3V G1 *NFND* {W} | 2 | 0.014 | LED W | LED Power (W) | 2 | Ta (ºC) | 0.014 | 0.064 | 0.03 | 0.065 | 0.05 | 0.12 | 0.32 | 0.25 | 0.45 | 0.5 | 2.4 | 3.9 | 0.010A - 0.280A | x3 | White | Cree | Cree JB2016 3V G1 *NFND* {White}
9 |  | 3 | Cree JB2016 3V G2 (P) {W} | 3 | 0.016 | LED lm | LED Luminous Flux (lm) | 3 |  | 0.016 | 0.065 | 0.04 | 0.07 | 0.065 | 0.13 | 0.33 | 0.3 | 0.5 | 0.6 | 2.5 | 4 | 0.050A - 1.500A | x4 | White | Cree | Cree JB2016 3V G2 (P) {White}
11 |  | 4 | Cree JE2835 3V Value *NFND* {W} | 4 | 0.018 | LED lm/W | LED Luminous Efficacy (lm/W) | 4 |  | 0.018 | 0.066 | 0.05 | 0.08 | 0.075 | 0.14 | 0.34 | 0.35 | 0.55 | 0.7 | 2.6 | 4.1 | 0.020A - 4.000A | x5 | White | Cree | Cree JE2835 3V Value *NFND* {White}
13 |  | 5 | Cree JE2835 3V Standard *NFND* {W} | 5 | 0.02 | LED %LF | LED Relative Luminous Flux | 5 |  | 0.02 | 0.068 | 0.06 | 0.09 | 0.1 | 0.15 | 0.35 | 0.4 | 0.6 | 0.8 | 2.7 | 4.2 | 0.100A - 0.700A | x6 | White | Cree | Cree JE2835 3V Standard *NFND* {White}
15 |  | 6 | Cree JB2835 3V Value (W) {W} | 6 | 0.022 | lm/$ | Lumens per Dollar (lm/$) |  |  | 0.022 | 0.07 | 0.065 | 0.1 | 0.12 | 0.16 | 0.36 | 0.45 | 0.65 | 0.9 | 2.8 | 4.3 | 0.300A - 0.700A | x7 | White | Cree | Cree JB2835 3V Value (W) {White}
17 |  | 7 | Cree JE2835 3V Standard (R) {W} | 7 | 0.024 | $/lm | Dollars per Lumen ($/lm) |  |  | 0.024 | 0.072 | 0.07 | 0.11 | 0.13 | 0.17 | 0.37 | 0.5 | 0.7 | 1 | 2.9 | 4.4 | 0.150A - 2.000A | x8 | White | Cree | Cree JE2835 3V Standard (R) {White}
19 |  | 8 | Cree JE2835B 3V Standard (P) {W} | 8 | 0.026 | ¢/lm | Cents per Lumen (¢/lm) |  |  | 0.026 | 0.074 | 0.08 | 0.12 | 0.15 | 0.18 | 0.38 | 0.55 | 0.75 | 1.1 | 3 | 4.5 | 0.350A - 1.700A | x9 | White | Cree | Cree JE2835B 3V Standard (P) {White}
21 |  | 9 | Cree JK2835B 6V Value (W) {W} | 9 | 0.028 | SYS # LED | # of LEDs to Achieve System Target Lumens |  |  | 0.028 | 0.076 | 0.09 | 0.13 | 0.175 | 0.19 | 0.39 | 0.6 | 0.8 | 1.2 | 3.1 | 4.6 | 0.350A - 4.000A | x10 | White | Cree | Cree JK2835B 6V Value (W) {White}
23 |  | 10 | Cree JK2835 6V Standard (P) {W} | 10 | 0.03 | SYS W | Total System Wattage (W) |  |  | 0.03 | 0.078 | 0.1 | 0.14 | 0.25 | 0.2 | 0.4 | 0.65 | 0.85 | 1.3 | 3.2 | 4.7 | 2.200A - 5.000A | x11 | White | Cree | Cree JK2835 6V Standard (P) {White}
25 |  | 11 | Cree JK2835 9V Value *NFND* {W} | 11 | 0.032 | SYS lm tot | Total System Light Output (lm) |  |  | 0.032 | 0.08 | 0.11 | 0.15 | 0.35 | 0.21 | 0.41 | 0.7 | 0.9 | 1.4 | 3.3 | 4.8 | 3.700A - 6.500A | x12 | White | Cree | Cree JK2835 9V Value *NFND* {White}
27 |  | 12 | Cree JK2835B 9V Value (W) {W} | 12 | 0.034 | SYS lm per | Light Output per LED in System (lm) |  |  | 0.034 | 0.082 | 0.12 | 0.17 | 0.4 | 0.22 | 0.42 | 0.75 | 0.95 | 1.5 | 3.4 | 4.9 |  | x13 | White | Cree | Cree JK2835B 9V Value (W) {White}
29 |  | 13 | Cree JK2835 18V Value (X) {W} | 13 | 0.036 | SYS lm/W | Total System Efficacy (lm/W) |  |  | 0.036 | 0.084 | 0.13 | 0.2 | 0.6 | 0.23 | 0.43 | 0.8 | 1 | 1.6 | 3.5 | 5 |  | x14 | White | Cree | Cree JK2835 18V Value (X) {White}
31 |  | 14 | Cree JB3030 3V {W} | 14 | 0.038 | SYS $ | Total System Cost ($) |  |  | 0.038 | 0.086 | 0.14 | 0.3 | 0.7 | 0.24 | 0.44 | 0.85 | 1.05 | 1.7 | 3.6 | 5.1 |  | x15 | White | Cree | Cree JB3030 3V {White}
33 |  | 15 | Cree JK3030 3V {W} | 15 | 0.04 | Tj (ºC) | Junction Temperature (°C) |  |  | 0.04 | 0.088 | 0.15 | 0.35 | 1 | 0.25 | 0.45 | 0.9 | 1.1 | 1.8 | 3.7 | 5.2 |  | x16 | White | Cree | Cree JK3030 3V {White}
35 |  | 16 | Cree JK3030 6V {W} | 16 | 0.042 | Tsp (ºC) | Solder Point Temperature (°C) |  |  | 0.042 | 0.09 | 0.16 | 0.4 | 1.05 | 0.26 | 0.46 | 0.95 | 1.15 | 1.9 | 3.8 | 5.3 |  | x17 | White | Cree | Cree JK3030 6V {White}
37 |  | 17 | Cree JB5630 3V Standard (P) {W} | 17 | 0.044 | Max HS Rth | Maximum Heat Sink Thermal Resistance (°C/W) |  |  | 0.044 | 0.092 | 0.17 | 0.5 | 1.2 | 0.27 | 0.47 | 1 | 1.2 | 2 | 3.9 | 5.4 |  | x18 | White | Cree | Cree JB5630 3V Standard (P) {White}
39 |  | 18 | Cree JB5630 3V High Efficacy {W} | 18 | 0.046 | Min HS in | Minimum Heat Sink Area (in) |  |  | 0.046 | 0.094 | 0.18 | 0.6 | 1.3 | 0.28 | 0.48 | 1.1 | 1.25 | 2.2 | 4 | 5.5 |  | x19 | White | Cree | Cree JB5630 3V High Efficacy {White}
41 |  | 19 | Cree JR5050 (Q) 24V {W} | 19 | 0.048 | Min HS mm | Minimum Heat Sink Area (mm) |  |  | 0.048 | 0.096 | 0.19 | 0.7 | 1.4 | 0.29 | 0.49 | 1.2 | 1.3 | 2.4 | 4.1 | 5.6 |  | x20 | White | Cree | Cree JR5050 (Q) 24V {White}
43 |  | 20 | Cree JR5050 (Q) 6V {W} | 20 | 0.05 |  |  |  |  | 0.05 | 0.098 | 0.2 | 0.8 | 1.5 | 0.3 | 0.5 | 1.3 | 1.35 | 2.6 | 4.2 | 5.7 |  | x21 | White | Cree | Cree JR5050 (Q) 6V {White}
45 |  | 21 | Cree JR5050 (Q) 9V {W} | 21 | 0.052 |  |  |  |  | 0.052 | 0.1 | 0.21 | 0.9 | 1.7 | 0.35 | 0.51 | 1.4 | 1.4 | 2.8 | 4.3 | 5.8 |  | x22 | White | Cree | Cree JR5050 (Q) 9V {White}
47 |  | 22 | Cree JR5050 (Q) 36V {W} | 22 | 0.054 |  |  |  |  | 0.054 | 0.105 | 0.22 | 1 | 1.8 | 0.4 | 0.52 | 1.5 | 1.45 | 3 | 4.4 | 5.9 |  | x23 | White | Cree | Cree JR5050 (Q) 36V {White}
49 |  | 23 | Cree JR5050 (P) 6V {W} | 23 | 0.056 |  |  |  |  | 0.056 | 0.11 | 0.23 | 1.05 | 2 | 0.45 | 0.53 | 1.6 | 1.5 | 3.2 | 4.5 | 6 |  | x24 | White | Cree | Cree JR5050 (P) 6V {White}
51 |  | 24 | Cree JR5050 (P) 24V {W} | 24 | 0.058 |  |  |  |  | 0.058 | 0.115 | 0.24 | 1.1 | 2.1 | 0.5 | 0.54 | 1.7 | 1.55 | 3.4 | 4.6 | 6.1 |  | x25 | White | Cree | Cree JR5050 (P) 24V {White}
53 |  | 25 | Cree XLamp CMA1303 9V 5r {EZW} | 25 | 0.06 |  |  |  |  | 0.06 | 0.12 | 0.25 | 1.2 | 2.5 | 0.55 | 0.55 | 1.8 | 1.6 | 3.6 | 4.7 | 6.2 |  | x26 | White | Cree | Cree XLamp CMA1303 9V 5r {White}
55 |  | 26 | Cree XLamp CMA1303 18V 5r {EZW} | 26 | 0.062 |  |  |  |  | 0.062 | 0.125 | 0.26 | 1.4 | 3 | 0.6 | 0.6 | 1.9 | 1.65 | 3.8 | 4.8 | 6.3 |  | x27 | White | Cree | Cree XLamp CMA1303 18V 5r {White}
57 |  | 27 | Cree XLamp CMA1303 36V 5r {EZW} | 27 | 0.064 |  |  |  |  | 0.064 | 0.13 | 0.27 | 1.5 | 3.5 | 0.65 | 0.65 | 2 | 1.7 | 4 | 4.9 | 6.4 |  | x28 | White | Cree | Cree XLamp CMA1303 36V 5r {White}
59 |  | 28 | Cree XLamp CMA1306 9V 6r {EZW} | 28 | 0.065 |  |  |  |  | 0.065 | 0.14 | 0.28 | 2 | 4 | 0.7 | 0.7 |  |  |  | 5 | 6.5 |  | x29 | White | Cree | Cree XLamp CMA1306 9V 6r {White}
61 |  | 29 | Cree XLamp CMA1306 18V 6r {EZW} | 29 | 0.066 | [17 empty] | x30 | White | Cree | Cree XLamp CMA1306 18V 6r {White}
63 |  | 30 | Cree XLamp CMA1306 36V 6r {EZW} | 30 | 0.068 | [17 empty] | x31 | White | Cree | Cree XLamp CMA1306 36V 6r {White}
65 |  | 31 | Cree XLamp CMA1516 9r {EZW} | 31 | 0.07 | [17 empty] | x32 | White | Cree | Cree XLamp CMA1516 9r {White}
67 |  | 32 | Cree XLamp CMA1825 12r {EZW} | 32 | 0.072 | [17 empty] | x33 | White | Cree | Cree XLamp CMA1825 12r {White}
69 |  | 33 | Cree XLamp CMA1840 14r {EZW} | 33 | 0.074 | [17 empty] | x34 | White | Cree | Cree XLamp CMA1840 14r {White}
71 |  | 34 | Cree XLamp CMA2550 19r {EZW} | 34 | 0.075 | [17 empty] | x35 | White | Cree | Cree XLamp CMA2550 19r {White}
73 |  | 35 | Cree XLamp CMA3090 23r 48V {EZW} | 35 | 0.076 | [17 empty] | x36 | White | Cree | Cree XLamp CMA3090 23r 48V {White}
75 |  | 36 | Cree XLamp CMA3090 23r 72V {EZW} | 36 | 0.078 | [17 empty] | x37 | White | Cree | Cree XLamp CMA3090 23r 72V {White}
77 |  | 37 | Cree XLamp CMT1407 10r {EZW} | 37 | 0.08 | [17 empty] | x38 | White | Cree | Cree XLamp CMT1407 10r {White}
79 |  | 38 | Cree XLamp CMT1412 10r {EZW} | 38 | 0.082 | [17 empty] | x39 | White | Cree | Cree XLamp CMT1412 10r {White}
81 |  | 39 | Cree XLamp CMT1420 10r {EZW} | 39 | 0.084 | [17 empty] | x40 | White | Cree | Cree XLamp CMT1420 10r {White}
83 |  | 40 | Cree XLamp CMT1922 15r {EZW} | 40 | 0.086 | [17 empty] | x41 | White | Cree | Cree XLamp CMT1922 15r {White}
85 |  | 41 | Cree XLamp CMT1925 15r {EZW} | 41 | 0.088 | [17 empty] | x42 | White | Cree | Cree XLamp CMT1925 15r {White}
87 |  | 42 | Cree XLamp CMT1930 15r {EZW} | 42 | 0.09 | [17 empty] | x43 | White | Cree | Cree XLamp CMT1930 15r {White}
89 |  | 43 | Cree XLamp CMT1945 15r {EZW} | 43 | 0.092 | [17 empty] | x44 | White | Cree | Cree XLamp CMT1945 15r {White}
91 |  | 44 | Cree XLamp CMT2850 22r {EZW} | 44 | 0.094 | [17 empty] | x45 | White | Cree | Cree XLamp CMT2850 22r {White}
93 |  | 45 | Cree XLamp CMT2870 22r {EZW} | 45 | 0.096 | [17 empty] | x46 | White | Cree | Cree XLamp CMT2870 22r {White}
95 |  | 46 | Cree XLamp CMT2890 22r {EZW} | 46 | 0.098 | [17 empty] | x47 | White | Cree | Cree XLamp CMT2890 22r {White}
97 |  | 47 | Cree XLamp CXA1304 LES 6r 9V {EZW} | 47 | 0.1 | [17 empty] | x48 | White | Cree | Cree XLamp CXA1304 LES 6r 9V {White}
99 |  | 48 | Cree XLamp CXA1304 LES 6r 18V {EZW} | 48 | 0.105 | [17 empty] | x49 | White | Cree | Cree XLamp CXA1304 LES 6r 18V {White}
101 |  | 49 | Cree XLamp CXA1304 LES 6r 36V {EZW} | 49 | 0.11 | [17 empty] | x50 | White | Cree | Cree XLamp CXA1304 LES 6r 36V {White}
103 |  | 50 | Cree XLamp CXA1507 LES 9r 18V {EZW} | 50 | 0.115 | [17 empty] | x51 | White | Cree | Cree XLamp CXA1507 LES 9r 18V {White}
105 |  | 51 | Cree XLamp CXA1507 LES 9r 36V {EZW} | 51 | 0.12 | [17 empty] | x52 | White | Cree | Cree XLamp CXA1507 LES 9r 36V {White}
107 |  | 52 | Cree XLamp CXA1510 LES 9r 18V {EZW} | 52 | 0.125 | [17 empty] | x53 | White | Cree | Cree XLamp CXA1510 LES 9r 18V {White}
109 |  | 53 | Cree XLamp CXA1510 LES 9r 36V {EZW} | 53 | 0.13 | [17 empty] | x54 | White | Cree | Cree XLamp CXA1510 LES 9r 36V {White}
111 |  | 54 | Cree XLamp CXA1512 LES 9r 18V {EZW} | 54 | 0.135 | [17 empty] | x55 | White | Cree | Cree XLamp CXA1512 LES 9r 18V {White}
113 |  | 55 | Cree XLamp CXA1512 LES 9r 36V {EZW} | 55 | 0.14 | [17 empty] | x56 | White | Cree | Cree XLamp CXA1512 LES 9r 36V {White}
115 |  | 56 | Cree XLamp CXA1816 LES 12r {EZW} | 56 | 0.15 | [17 empty] | x57 | White | Cree | Cree XLamp CXA1816 LES 12r {White}
117 |  | 57 | Cree XLamp CXA1820 LES 12r {EZW} | 57 | 0.16 | [17 empty] | x58 | White | Cree | Cree XLamp CXA1820 LES 12r {White}
119 |  | 58 | Cree XLamp CXA1830 LES 14r {EZW} | 58 | 0.17 | [17 empty] | x59 | White | Cree | Cree XLamp CXA1830 LES 14r {White}
121 |  | 59 | Cree XLamp CXA2520 LES 19r {EZW} | 59 | 0.175 | [17 empty] | x60 | White | Cree | Cree XLamp CXA2520 LES 19r {White}
123 |  | 60 | Cree XLamp CXA2530 LES 19r {EZW} | 60 | 0.18 | [17 empty] | x61 | White | Cree | Cree XLamp CXA2530 LES 19r {White}
125 |  | 61 | Cree XLamp CXA2540 LES 19r {EZW} | 61 | 0.19 | [17 empty] | x62 | White | Cree | Cree XLamp CXA2540 LES 19r {White}
127 |  | 62 | Cree XLamp CXA3050 LES 23r {EZW} | 62 | 0.2 | [17 empty] | x63 | White | Cree | Cree XLamp CXA3050 LES 23r {White}
129 |  | 63 | Cree XLamp CXA3070 LES 23r {EZW} | 63 | 0.21 | [17 empty] | x64 | White | Cree | Cree XLamp CXA3070 LES 23r {White}
131 |  | 64 | Cree XLamp CXA3590 LES 30r 36V {EZW} | 64 | 0.22 | [17 empty] | x65 | White | Cree | Cree XLamp CXA3590 LES 30r 36V {White}
133 |  | 65 | Cree XLamp CXA3590 LES 30r 72V {EZW} | 65 | 0.23 | [17 empty] | x66 | White | Cree | Cree XLamp CXA3590 LES 30r 72V {White}
135 |  | 66 | Cree XLamp CXB1304 6r 9V {EZW} | 66 | 0.24 | [17 empty] | x67 | White | Cree | Cree XLamp CXB1304 6r 9V {White}
137 |  | 67 | Cree XLamp CXB1304 6r 18V {EZW} | 67 | 0.25 | [17 empty] | x68 | White | Cree | Cree XLamp CXB1304 6r 18V {White}
139 |  | 68 | Cree XLamp CXB1304 6r 36V {EZW} | 68 | 0.26 | [17 empty] | x69 | White | Cree | Cree XLamp CXB1304 6r 36V {White}
141 |  | 69 | Cree XLamp CXB1310 6r 18V {EZW} | 69 | 0.27 | [17 empty] | x70 | White | Cree | Cree XLamp CXB1310 6r 18V {White}
143 |  | 70 | Cree XLamp CXB1310 6r 36V {EZW} | 70 | 0.28 | [17 empty] | x71 | White | Cree | Cree XLamp CXB1310 6r 36V {White}
145 |  | 71 | Cree XLamp CXB1507 9r 18V {EZW} | 71 | 0.29 | [17 empty] | x72 | White | Cree | Cree XLamp CXB1507 9r 18V {White}
147 |  | 72 | Cree XLamp CXB1507 9r 36V {EZW} | 72 | 0.3 | [17 empty] | x73 | White | Cree | Cree XLamp CXB1507 9r 36V {White}
149 |  | 73 | Cree XLamp CXB1512 9r 18V {EZW} | 73 | 0.31 | [17 empty] | x74 | White | Cree | Cree XLamp CXB1512 9r 18V {White}
151 |  | 74 | Cree XLamp CXB1512 9r 36V {EZW} | 74 | 0.32 | [17 empty] | x75 | White | Cree | Cree XLamp CXB1512 9r 36V {White}
153 |  | 75 | Cree XLamp CXB1520 9r {EZW} | 75 | 0.33 | [17 empty] | x76 | White | Cree | Cree XLamp CXB1520 9r {White}
155 |  | 76 | Cree XLamp CXB1816 12r {EZW} | 76 | 0.34 | [17 empty] | x77 | White | Cree | Cree XLamp CXB1816 12r {White}
157 |  | 77 | Cree XLamp CXB1820 12r {EZW} | 77 | 0.35 | [17 empty] | x78 | White | Cree | Cree XLamp CXB1820 12r {White}
159 |  | 78 | Cree XLamp CXB1830 14r {EZW} | 78 | 0.36 | [17 empty] | x79 | White | Cree | Cree XLamp CXB1830 14r {White}
161 |  | 79 | Cree XLamp CXB2530 19r {EZW} | 79 | 0.37 | [17 empty] | x80 | White | Cree | Cree XLamp CXB2530 19r {White}
163 |  | 80 | Cree XLamp CXB2540 19r {EZW} | 80 | 0.38 | [17 empty] | x81 | White | Cree | Cree XLamp CXB2540 19r {White}
165 |  | 81 | Cree XLamp CXB3050 23r {EZW} | 81 | 0.39 | [17 empty] | x82 | White | Cree | Cree XLamp CXB3050 23r {White}
167 |  | 82 | Cree XLamp CXB3070 23r {EZW} | 82 | 0.4 | [17 empty] | x83 | White | Cree | Cree XLamp CXB3070 23r {White}
169 |  | 83 | Cree XLamp CXB3590 30r 36V {EZW} | 83 | 0.41 | [17 empty] | x84 | White | Cree | Cree XLamp CXB3590 30r 36V {White}
171 |  | 84 | Cree XLamp CXB3590 30r 72V {EZW} | 84 | 0.42 | [17 empty] | x85 | White | Cree | Cree XLamp CXB3590 30r 72V {White}
173 |  | 85 | Cree XLamp MC-E 4S {CW/NW/WW} | 85 | 0.43 | [17 empty] | x86 | White | Cree | Cree XLamp MC-E 4S {White}
175 |  | 86 | Cree XLamp MC-E 2S/2P {CW/NW/WW} | 86 | 0.44 | [17 empty] | x87 | White | Cree | Cree XLamp MC-E 2S/2P {White}
177 |  | 87 | Cree XLamp MC-E 4P {CW/NW/WW} | 87 | 0.45 | [17 empty] | x88 | White | Cree | Cree XLamp MC-E 4P {White}
179 |  | 88 | Cree XLamp MHB-A 9V {AWT} | 88 | 0.46 | [17 empty] | x89 | White | Cree | Cree XLamp MHB-A 9V {White}
181 |  | 89 | Cree XLamp MHB-A 18V {AWT} | 89 | 0.47 | [17 empty] | x90 | White | Cree | Cree XLamp MHB-A 18V {White}
183 |  | 90 | Cree XLamp MHB-A 36V {AWT} | 90 | 0.48 | [17 empty] | x91 | White | Cree | Cree XLamp MHB-A 36V {White}
185 |  | 91 | Cree XLamp MHB-B 9V {AWT} | 91 | 0.49 | [17 empty] | x92 | White | Cree | Cree XLamp MHB-B 9V {White}
187 |  | 92 | Cree XLamp MHB-B 18V {AWT} | 92 | 0.5 | [17 empty] | x93 | White | Cree | Cree XLamp MHB-B 18V {White}
189 |  | 93 | Cree XLamp MHB-B 36V {AWT} | 93 | 0.51 | [17 empty] | x94 | White | Cree | Cree XLamp MHB-B 36V {White}
191 |  | 94 | Cree XLamp MHD-E 9V {EZW} | 94 | 0.52 | [17 empty] | x95 | White | Cree | Cree XLamp MHD-E 9V {White}
193 |  | 95 | Cree XLamp MHD-E 18V {EZW} | 95 | 0.53 | [17 empty] | x96 | White | Cree | Cree XLamp MHD-E 18V {White}
195 |  | 96 | Cree XLamp MHD-E 36V {EZW} | 96 | 0.54 | [17 empty] | x97 | White | Cree | Cree XLamp MHD-E 36V {White}
197 |  | 97 | Cree XLamp MHD-G 18V {EZW} | 97 | 0.55 | [17 empty] | x98 | White | Cree | Cree XLamp MHD-G 18V {White}
199 |  | 98 | Cree XLamp MHD-G 36V {EZW} | 98 | 0.6 | [17 empty] | x99 | White | Cree | Cree XLamp MHD-G 36V {White}
201 |  | 99 | Cree XLamp MK-R 6V {EZW} | 99 | 0.65 | [17 empty] | x100 | White | Cree | Cree XLamp MK-R 6V {White}
203 |  | 100 | Cree XLamp MK-R 12V {EZW} | 100 | 0.7 | [17 empty] | x101 | White | Cree | Cree XLamp MK-R 12V {White}
205 |  | 101 | Cree XLamp ML-B {CW/WW} | 101 | 0.75 | [17 empty] | x102 | White | Cree | Cree XLamp ML-B {White}
207 |  | 102 | Cree XLamp ML-C {CW/WW} | 102 | 0.8 | [17 empty] | x103 | White | Cree | Cree XLamp ML-C {White}
209 |  | 103 | Cree XLamp ML-CS {CW/WW} | 103 | 0.85 | [17 empty] | x104 | White | Cree | Cree XLamp ML-CS {White}
211 |  | 104 | Cree XLamp ML-E {CW/WW} | 104 | 0.9 | [17 empty] | x105 | White | Cree | Cree XLamp ML-E {White}
213 |  | 105 | Cree XLamp ML-ES {CW/WW} | 105 | 0.95 | [17 empty] | x106 | White | Cree | Cree XLamp ML-ES {White}
215 |  | 106 | Cree XLamp MT-G2: 6V {EZW} | 106 | 1 | [17 empty] | x107 | White | Cree | Cree XLamp MT-G2: 6V {White}
217 |  | 107 | Cree XLamp MT-G2: 9V {EZW} | 107 | 1.05 | [17 empty] | x108 | White | Cree | Cree XLamp MT-G2: 9V {White}
219 |  | 108 | Cree XLamp MT-G2: 36V {EZW} | 108 | 1.1 | [17 empty] | x109 | White | Cree | Cree XLamp MT-G2: 36V {White}
221 |  | 109 | Cree XLamp MX-3 {CW/WW} | 109 | 1.15 | [17 empty] | x110 | White | Cree | Cree XLamp MX-3 {White}
223 |  | 110 | Cree XLamp MX-6 {CW/WW} | 110 | 1.2 | [17 empty] | x111 | White | Cree | Cree XLamp MX-6 {White}
225 |  | 111 | Cree XLamp XB-D {AWT} | 111 | 1.25 | [17 empty] | x112 | White | Cree | Cree XLamp XB-D {White}
227 |  | 112 | Cree XLamp XB-H {AWT} | 112 | 1.3 | [17 empty] | x113 | White | Cree | Cree XLamp XB-H {White}
229 |  | 113 | Cree XLamp XD16 {W} | 113 | 1.35 | [17 empty] | x114 | White | Cree | Cree XLamp XD16 {White}
231 |  | 114 | Cree XLamp XH-B {W} | 114 | 1.4 | [17 empty] | x115 | White | Cree | Cree XLamp XH-B {White}
233 |  | 115 | Cree XLamp XH-G {W} | 115 | 1.45 | [17 empty] | x116 | White | Cree | Cree XLamp XH-G {White}
235 |  | 116 | Cree XLamp XHP35 HD {W} | 116 | 1.5 | [17 empty] | x117 | White | Cree | Cree XLamp XHP35 HD {White}
237 |  | 117 | Cree XLamp XHP35 HI {W} | 117 | 1.55 | [17 empty] | x118 | White | Cree | Cree XLamp XHP35 HI {White}
239 |  | 118 | Cree XLamp XHP35.2 HD {W} | 118 | 1.6 | [17 empty] | x119 | White | Cree | Cree XLamp XHP35.2 HD {White}
241 |  | 119 | Cree XLamp XHP50 6V {W} | 119 | 1.65 | [17 empty] | x120 | White | Cree | Cree XLamp XHP50 6V {White}
243 |  | 120 | Cree XLamp XHP50 12V {W} | 120 | 1.7 | [17 empty] | x121 | White | Cree | Cree XLamp XHP50 12V {White}
245 |  | 121 | Cree XLamp XHP50.2 3V {W} | 121 | 1.8 | [17 empty] | x122 | White | Cree | Cree XLamp XHP50.2 3V {White}
247 |  | 122 | Cree XLamp XHP50.2 6V {W} | 122 | 1.9 | [17 empty] | x123 | White | Cree | Cree XLamp XHP50.2 6V {White}
249 |  | 123 | Cree XLamp XHP50.2 12V {W} | 123 | 2 | [17 empty] | x124 | White | Cree | Cree XLamp XHP50.2 12V {White}
251 |  | 124 | Cree XLamp XHP70 6V {W} | 124 | 2.1 | [17 empty] | x125 | White | Cree | Cree XLamp XHP70 6V {White}
253 |  | 125 | Cree XLamp XHP70 12V {W} | 125 | 2.2 | [17 empty] | x126 | White | Cree | Cree XLamp XHP70 12V {White}
255 |  | 126 | Cree XLamp XHP70.2 6V {W} | 126 | 2.3 | [17 empty] | x127 | White | Cree | Cree XLamp XHP70.2 6V {White}
257 |  | 127 | Cree XLamp XHP70.2 12V {W} | 127 | 2.4 | [17 empty] | x128 | White | Cree | Cree XLamp XHP70.2 12V {White}
259 |  | 128 | Cree XLamp XM-L {AWT} | 128 | 2.5 | [17 empty] | x129 | White | Cree | Cree XLamp XM-L {White}
261 |  | 129 | Cree XLamp XM-L 6V {EZW} | 129 | 2.6 | [17 empty] | x130 | White | Cree | Cree XLamp XM-L 6V {White}
263 |  | 130 | Cree XLamp XM-L 12V {EZW} | 130 | 2.7 | [17 empty] | x131 | White | Cree | Cree XLamp XM-L 12V {White}
265 |  | 131 | Cree XLamp XM-L {HVW} | 131 | 2.8 | [17 empty] | x132 | White | Cree | Cree XLamp XM-L {White}
267 |  | 132 | Cree XLamp XM-L Color {W} | 132 | 2.9 | [17 empty] | x133 | White | Cree | Cree XLamp XM-L Color {White}
269 |  | 133 | Cree XLamp XM-L2 {BWT} | 133 | 3 | [17 empty] | x134 | White | Cree | Cree XLamp XM-L2 {White}
271 |  | 134 | Cree XLamp XM-L2 6V {EZW} | 134 | 3.1 | [17 empty] | x135 | White | Cree | Cree XLamp XM-L2 6V {White}
273 |  | 135 | Cree XLamp XM-L2 12V {EZW} | 135 | 3.2 | [17 empty] | x136 | White | Cree | Cree XLamp XM-L2 12V {White}
275 |  | 136 | Cree XLamp XP-C {CW/NW/WW} | 136 | 3.3 | [17 empty] | x137 | White | Cree | Cree XLamp XP-C {White}
277 |  | 137 | Cree XLamp XP-E {CW/NW/WW} | 137 | 3.4 | [17 empty] | x138 | White | Cree | Cree XLamp XP-E {White}
279 |  | 138 | Cree XLamp XP-E2 {BWT} | 138 | 3.5 | [17 empty] | x139 | White | Cree | Cree XLamp XP-E2 {White}
281 |  | 139 | Cree XLamp XP-E2 Torch {BTT} | 139 | 3.6 | [17 empty] | x140 | White | Cree | Cree XLamp XP-E2 Torch {White}
283 |  | 140 | Cree XLamp XP-G {CW/NW/WW} | 140 | 3.7 | [17 empty] | x141 | White | Cree | Cree XLamp XP-G {White}
285 |  | 141 | Cree XLamp XP-G2 {BWT} | 141 | 3.8 | [17 empty] | x142 | White | Cree | Cree XLamp XP-G2 {White}
287 |  | 142 | Cree XLamp XP-G2 High Efficacy {W} | 142 | 3.9 | [17 empty] | x143 | White | Cree | Cree XLamp XP-G2 High Efficacy {White}
289 |  | 143 | Cree XLamp XP-G3 Standard {DWT} | 143 | 4 | [17 empty] | x144 | White | Cree | Cree XLamp XP-G3 Standard {White}
291 |  | 144 | Cree XLamp XP-G3 S Line {DWT} | 144 | 4.1 | [17 empty] | x145 | White | Cree | Cree XLamp XP-G3 S Line {White}
293 |  | 145 | Cree XLamp XP-L HD {AWT} | 145 | 4.2 | [17 empty] | x146 | White | Cree | Cree XLamp XP-L HD {White}
295 |  | 146 | Cree XLamp XP-L2 HD {BWT} | 146 | 4.3 | [17 empty] | x147 | White | Cree | Cree XLamp XP-L2 HD {White}
297 |  | 147 | Cree XLamp XP-L HI {AWT} | 147 | 4.4 | [17 empty] | x148 | White | Cree | Cree XLamp XP-L HI {White}
299 |  | 148 | Cree XLamp XQ-A {AWT} | 148 | 4.5 | [17 empty] | x149 | White | Cree | Cree XLamp XQ-A {White}
301 |  | 149 | Cree XLamp XQ-E HD {AWT} | 149 | 4.6 | [17 empty] | x150 | White | Cree | Cree XLamp XQ-E HD {White}
303 |  | 150 | Cree XLamp XQ-E HI {AWT} | 150 | 4.7 | [17 empty] | x151 | White | Cree | Cree XLamp XQ-E HI {White}
305 |  | 151 | Cree XLamp XR-C {CW/NW/WW} | 151 | 4.8 | [17 empty] | x152 | White | Cree | Cree XLamp XR-C {White}
307 |  | 152 | Cree XLamp XR-E {CW} | 152 | 4.9 | [17 empty] | x153 | White | Cree | Cree XLamp XR-E {White}
309 |  | 153 | Cree XLamp XR-E {NW/WW} | 153 | 5 | [17 empty] | x154 | White | Cree | Cree XLamp XR-E {White}
311 |  | 154 | Cree XLamp XT-E Standard {AWT} | 154 | 5.1 | [17 empty] | x155 | White | Cree | Cree XLamp XT-E Standard {White}
313 |  | 155 | Cree XLamp XT-E High Efficacy {AWT} | 155 | 5.2 | [17 empty] | x156 | White | Cree | Cree XLamp XT-E High Efficacy {White}
315 |  | 156 | Cree XLamp XT-E 48V {HVW} | 156 | 5.3 | [17 empty] | x157 | White | Cree | Cree XLamp XT-E 48V {White}
317 |  | 157 | Cree LMH2 850 lm LES 60r {WL} | 157 | 5.4 | [17 empty] | x158 | White | Cree | Cree LMH2 850 lm LES 60r {White}
319 |  | 158 | Cree LMH2 1250 lm LES 60r {WL} | 158 | 5.5 | [17 empty] | x159 | White | Cree | Cree LMH2 1250 lm LES 60r {White}
321 |  | 159 | Cree LMH2 2000 lm LES 60r {WL} | 159 | 5.6 | [17 empty] | x160 | White | Cree | Cree LMH2 2000 lm LES 60r {White}
323 |  | 160 | Cree LMH2 3000 lm LES 60r {WL} | 160 | 5.7 | [17 empty] | x161 | White | Cree | Cree LMH2 3000 lm LES 60r {White}
325 |  | 161 | Cree LMH2 4000 lm LES 60r {WL} | 161 | 5.8 | [17 empty] | x162 | White | Cree | Cree LMH2 4000 lm LES 60r {White}
327 |  | 162 | Cree LMH2 6000 lm LES 60r {WL} | 162 | 5.9 | [17 empty] | x163 | White | Cree | Cree LMH2 6000 lm LES 60r {White}
329 |  | 163 | Cree LMH2 8000 lm LES 60r {WL} | 163 | 6 | [17 empty] | x164 | White | Cree | Cree LMH2 8000 lm LES 60r {White}
331 |  | 164 | Cree LMH2+ 1250 lm LES 60r {WL} | 164 | 6.1 | [17 empty] | x165 | White | Cree | Cree LMH2+ 1250 lm LES 60r {White}
333 |  | 165 | Cree LMH2+ 2000 lm LES 60r {WL} | 165 | 6.2 | [17 empty] | x166 | White | Cree | Cree LMH2+ 2000 lm LES 60r {White}
335 |  | 166 | Cree LMH2+ 3000 lm LES 60r {WL} | 166 | 6.3 | [17 empty] | x167 | White | Cree | Cree LMH2+ 3000 lm LES 60r {White}
337 |  | 167 |  | 167 | 6.4 | [17 empty] | x168 | White | #VALUE!
339 |  | 168 | --- ROYAL BLUE (lm=mW) --- | 168 | 6.5 | [17 empty] | x169 | Royal Blue | #VALUE! | #VALUE!
341 |  | 169 | Cree XLamp ML-E {RB} | 169 | [18 empty] | x170 | Royal Blue | Cree | Cree XLamp ML-E {Royal Blue}
343 |  | 170 | Cree XLamp XB-D {RB} | 170 | [18 empty] | x171 | Royal Blue | Cree | Cree XLamp XB-D {Royal Blue}
345 |  | 171 | Cree XLamp XM-L Color {B} | 171 | [18 empty] | x172 | Royal Blue | Cree | Cree XLamp XM-L Color {Royal Blue}
347 |  | 172 | Cree XLamp XP-E {RB} | 172 | [18 empty] | x173 | Royal Blue | Cree | Cree XLamp XP-E {Royal Blue}
349 |  | 173 | Cree XLamp XP-E2 {RB} | 173 | [18 empty] | x174 | Royal Blue | Cree | Cree XLamp XP-E2 {Royal Blue}
351 |  | 174 | Cree XLamp XP-G3 {RB} | 174 | [18 empty] | x175 | Royal Blue | Cree | Cree XLamp XP-G3 {Royal Blue}
353 |  | 175 | Cree XLamp XQ-E HD {RB} | 175 | [18 empty] | x176 | Royal Blue | Cree | Cree XLamp XQ-E HD {Royal Blue}
355 |  | 176 | Cree XLamp XQ-E HI {RB} | 176 | [18 empty] | x177 | Royal Blue | Cree | Cree XLamp XQ-E HI {Royal Blue}
357 |  | 177 | Cree XLamp XR-E {RB} | 177 | [18 empty] | x178 | Royal Blue | Cree | Cree XLamp XR-E {Royal Blue}
359 |  | 178 | Cree XLamp XT-E {RB} | 178 | [18 empty] | x179 | Royal Blue | Cree | Cree XLamp XT-E {Royal Blue}
361 |  | 179 |  | 179 | [18 empty] | x180 | Royal Blue | #VALUE!
363 |  | 180 | --- BLUE --- | 180 | [18 empty] | x181 | Blue | #VALUE! | #VALUE!
365 |  | 181 | Cree XLamp ML-E {B} | 181 | [18 empty] | x182 | Blue | Cree | Cree XLamp ML-E {Blue}
367 |  | 182 | Cree XLamp XB-D {B} | 182 | [18 empty] | x183 | Blue | Cree | Cree XLamp XB-D {Blue}
369 |  | 183 | Cree XLamp XP-C {B} | 183 | [18 empty] | x184 | Blue | Cree | Cree XLamp XP-C {Blue}
371 |  | 184 | Cree XLamp XP-E {B} | 184 | [18 empty] | x185 | Blue | Cree | Cree XLamp XP-E {Blue}
373 |  | 185 | Cree XLamp XP-E2 {B} | 185 | [18 empty] | x186 | Blue | Cree | Cree XLamp XP-E2 {Blue}
375 |  | 186 | Cree XLamp XQ-A {B} | 186 | [18 empty] | x187 | Blue | Cree | Cree XLamp XQ-A {Blue}
377 |  | 187 | Cree XLamp XQ-A {PCB} | 187 | [18 empty] | x188 | Blue | Cree | Cree XLamp XQ-A {Blue}
379 |  | 188 | Cree XLamp XQ-E HD {B} | 188 | [18 empty] | x189 | Blue | Cree | Cree XLamp XQ-E HD {Blue}
381 |  | 189 | Cree XLamp XQ-E HI {B} | 189 | [18 empty] | x190 | Blue | Cree | Cree XLamp XQ-E HI {Blue}
383 |  | 190 | Cree XLamp XQ-E HI {PCB} | 190 | [18 empty] | x191 | Blue | Cree | Cree XLamp XQ-E HI {Blue}
385 |  | 191 | Cree XLamp XR-C {B} | 191 | [18 empty] | x192 | Blue | Cree | Cree XLamp XR-C {Blue}
387 |  | 192 | Cree XLamp XR-E {B} | 192 | [18 empty] | x193 | Blue | Cree | Cree XLamp XR-E {Blue}
389 |  | 193 |  | 193 | [18 empty] | x194 | Blue | #VALUE!
391 |  | 194 | --- GREEN --- | 194 | [18 empty] | x195 | Green | #VALUE! | #VALUE!
393 |  | 195 | Cree XLamp ML-E {G} | 195 | [18 empty] | x196 | Green | Cree | Cree XLamp ML-E {Green}
395 |  | 196 | Cree XLamp XB-D {G} | 196 | [18 empty] | x197 | Green | Cree | Cree XLamp XB-D {Green}
397 |  | 197 | Cree XLamp XM-L Color {G} | 197 | [18 empty] | x198 | Green | Cree | Cree XLamp XM-L Color {Green}
399 |  | 198 | Cree XLamp XP-C {G} | 198 | [18 empty] | x199 | Green | Cree | Cree XLamp XP-C {Green}
401 |  | 199 | Cree XLamp XP-E {G} | 199 | [18 empty] | x200 | Green | Cree | Cree XLamp XP-E {Green}
403 |  | 200 | Cree XLamp XP-E2 {G} | 200 | [19 empty] | Green | Cree | Cree XLamp XP-E2 {Green}
405 |  | 201 | Cree XLamp XQ-A {G} | 201 | [19 empty] | Green | Cree | Cree XLamp XQ-A {Green}
407 |  | 202 | Cree XLamp XQ-E HD {G} | 202 | [19 empty] | Green | Cree | Cree XLamp XQ-E HD {Green}
409 |  | 203 | Cree XLamp XQ-E HI {G} | 203 | [19 empty] | Green | Cree | Cree XLamp XQ-E HI {Green}
411 |  | 204 | Cree XLamp XR-C {G} | 204 | [19 empty] | Green | Cree | Cree XLamp XR-C {Green}
413 |  | 205 | Cree XLamp XR-E {G} | 205 | [19 empty] | Green | Cree | Cree XLamp XR-E {Green}
415 |  | 206 |  | 206 | [19 empty] | Green | #VALUE!
417 |  | 207 | --- AMBER --- | 207 | [19 empty] | Amber | #VALUE! | #VALUE!
419 |  | 208 | Cree XLamp ML-E {A} | 208 | [19 empty] | Amber | Cree | Cree XLamp ML-E {Amber}
421 |  | 209 | Cree XLamp XB-D {A} | 209 | [19 empty] | Amber | Cree | Cree XLamp XB-D {Amber}
423 |  | 210 | Cree XLamp XB-D {PCA} | 210 | [19 empty] | Amber | Cree | Cree XLamp XB-D {Amber}
425 |  | 211 | Cree XLamp XP-C {A} | 211 | [19 empty] | Amber | Cree | Cree XLamp XP-C {Amber}
427 |  | 212 | Cree XLamp XP-E {A} | 212 | [19 empty] | Amber | Cree | Cree XLamp XP-E {Amber}
429 |  | 213 | Cree XLamp XP-E2 {A} | 213 | [19 empty] | Amber | Cree | Cree XLamp XP-E2 {Amber}
431 |  | 214 | Cree XLamp XP-E2 {PCA} | 214 | [19 empty] | Amber | Cree | Cree XLamp XP-E2 {Amber}
433 |  | 215 | Cree XLamp XQ-A {PCA} | 215 | [19 empty] | Amber | Cree | Cree XLamp XQ-A {Amber}
435 |  | 216 | Cree XLamp XQ-E HD {PCA} | 216 | [19 empty] | Amber | Cree | Cree XLamp XQ-E HD {Amber}
437 |  | 217 | Cree XLamp XQ-E HI {PCA} | 217 | [19 empty] | Amber | Cree | Cree XLamp XQ-E HI {Amber}
439 |  | 218 | Cree XLamp XR-C {A} | 218 | [19 empty] | Amber | Cree | Cree XLamp XR-C {Amber}
441 |  | 219 |  | 219 | [19 empty] | Amber | #VALUE!
443 |  | 220 | --- RED-ORANGE --- | 220 | [19 empty] | Red-Orange | #VALUE! | #VALUE!
445 |  | 221 | Cree XLamp XB-D {RO} | 221 | [19 empty] | Red-Orange | Cree | Cree XLamp XB-D {Red-Orange}
447 |  | 222 | Cree XLamp XP-C {RO} | 222 | [19 empty] | Red-Orange | Cree | Cree XLamp XP-C {Red-Orange}
449 |  | 223 | Cree XLamp XP-E {RO} | 223 | [19 empty] | White | Cree | Cree XLamp XP-E {White}
451 |  | 224 | Cree XLamp XP-E2 {RO} | 224 | [19 empty] | White | Cree | Cree XLamp XP-E2 {White}
453 |  | 225 | Cree XLamp XQ-A {RO} | 225 | [19 empty] | White | Cree | Cree XLamp XQ-A {White}
455 |  | 226 | Cree XLamp XQ-E HD {RO} | 226 | [19 empty] | White | Cree | Cree XLamp XQ-E HD {White}
457 |  | 227 | Cree XLamp XQ-E HI {RO} | 227 | [19 empty] | White | Cree | Cree XLamp XQ-E HI {White}
459 |  | 228 | Cree XLamp XR-C {RO} | 228 | [19 empty] | White | Cree | Cree XLamp XR-C {White}
461 |  | 229 |  | 229 | [19 empty] | White | #VALUE!
463 |  | 230 | --- RED --- | 230 | [19 empty] | Red | #VALUE! | #VALUE!
465 |  | 231 | Cree XLamp ML-E {R} | 231 | [19 empty] | Red | Cree | Cree XLamp ML-E {Red}
467 |  | 232 | Cree XLamp XB-D {R} | 232 | [19 empty] | Red | Cree | Cree XLamp XB-D {Red}
469 |  | 233 | Cree XLamp XM-L Color {R} | 233 | [19 empty] | Red | Cree | Cree XLamp XM-L Color {Red}
471 |  | 234 | Cree XLamp XP-C {R} | 234 | [19 empty] | Red | Cree | Cree XLamp XP-C {Red}
473 |  | 235 | Cree XLamp XP-E {R} | 235 | [19 empty] | Red | Cree | Cree XLamp XP-E {Red}
475 |  | 236 | Cree XLamp XP-E2 {R} | 236 | [19 empty] | Red | Cree | Cree XLamp XP-E2 {Red}
477 |  | 237 | Cree XLamp XQ-A {R} | 237 | [19 empty] | Red | Cree | Cree XLamp XQ-A {Red}
479 |  | 238 | Cree XLamp XQ-E HD {R} | 238 | [19 empty] | Red | Cree | Cree XLamp XQ-E HD {Red}
481 |  | 239 | Cree XLamp XQ-E HI {R} | 239 | [19 empty] | Red | Cree | Cree XLamp XQ-E HI {Red}
483 |  | 240 | Cree XLamp XR-C {R} | 240 | [19 empty] | Red | Cree | Cree XLamp XR-C {Red}
485 |  | 241 |  | 241 | [19 empty] | Red | #VALUE!
487 |  | 242 | --- ~660 nm Red (lm=mW) --- | 242 | [19 empty] | ~660 Nm Red (Lm=Mw) | #VALUE! | #VALUE!
489 |  | 243 | Cree XLamp XP-E High Eff. {PR} | 243 | [19 empty] | ~660 Nm Red (Lm=Mw) | Cree | Cree XLamp XP-E High Eff. {~660 Nm Red (Lm=Mw)}
491 |  | 244 | Cree XLamp XP-E2 {PR} | 244 | [19 empty] | ~660 Nm Red (Lm=Mw) | Cree | Cree XLamp XP-E2 {~660 Nm Red (Lm=Mw)}
493 |  | 245 | Cree XLamp XP-G3 {PR} | 245 | [19 empty] | ~660 Nm Red (Lm=Mw) | Cree | Cree XLamp XP-G3 {~660 Nm Red (Lm=Mw)}
495 |  | 246 | Cree XLamp XQ-E High Eff. {PR} | 246 | [19 empty] | ~660 Nm Red (Lm=Mw) | Cree | Cree XLamp XQ-E High Eff. {~660 Nm Red (Lm=Mw)}
497 |  | 247 |  | 247 | [19 empty] | ~660 Nm Red (Lm=Mw) | #VALUE!
499 |  | 248 | --- ~730 nm Red (lm=mW) --- | 248 | [19 empty] | ~730 Nm Red (Lm=Mw) | #VALUE! | #VALUE!
501 |  | 249 | Cree XLamp XP-E {FR} | 249 | [19 empty] | ~730 Nm Red (Lm=Mw) | Cree | Cree XLamp XP-E {~730 Nm Red (Lm=Mw)}
503 |  | 250 | Cree XLamp XP-E2 {FR} | 250 | [19 empty] | ~730 Nm Red (Lm=Mw) | Cree | Cree XLamp XP-E2 {~730 Nm Red (Lm=Mw)}
505 |  | 251 |  | 251 | [19 empty] | ~730 Nm Red (Lm=Mw) | #VALUE!
507 |  | 252 |  | 252 | [19 empty] | ~730 Nm Red (Lm=Mw) | #VALUE!
509 |  | 253 |  | 253 | [19 empty] | ~730 Nm Red (Lm=Mw) | #VALUE!
511 |  | 254 |  | 254 | [19 empty] | ~730 Nm Red (Lm=Mw) | #VALUE!
513 |  | 255 |  | 255 | [19 empty] | ~730 Nm Red (Lm=Mw) | #VALUE!
515 |  | 256 |  | 256 | [19 empty] | ~730 Nm Red (Lm=Mw) | #VALUE!
517 |  | 257 |  | 257 | [19 empty] | ~730 Nm Red (Lm=Mw) | #VALUE!
519 |  | 258 |  | 258 | [19 empty] | ~730 Nm Red (Lm=Mw) | #VALUE!
521 |  | 259 |  | 259 | [19 empty] | ~730 Nm Red (Lm=Mw) | #VALUE!
523 |  | 260 |  | 260 | [19 empty] | ~730 Nm Red (Lm=Mw) | #VALUE!
525 |  | 261 |  | 261 | [19 empty] | ~730 Nm Red (Lm=Mw) | #VALUE!
527 |  | 262 |  | 262 | [19 empty] | ~730 Nm Red (Lm=Mw) | #VALUE!
529 |  | 263 |  | 263 | [19 empty] | ~730 Nm Red (Lm=Mw) | #VALUE!
531 |  | 264 |  | 264 | [19 empty] | ~730 Nm Red (Lm=Mw) | #VALUE!
533 |  | 265 |  | 265 | [19 empty] | ~730 Nm Red (Lm=Mw) | #VALUE!
535 |  | 266 |  | 266 | [19 empty] | ~730 Nm Red (Lm=Mw) | #VALUE!
537 |  | 267 |  | 267 | [19 empty] | ~730 Nm Red (Lm=Mw) | #VALUE!
539 |  | 268 |  | 268 | [19 empty] | ~730 Nm Red (Lm=Mw) | #VALUE!
541 |  | 269 |  | 269 | [19 empty] | ~730 Nm Red (Lm=Mw) | #VALUE!
543 |  | 270 |  | 270 | [19 empty] | ~730 Nm Red (Lm=Mw) | #VALUE!
545 |  | 271 |  | 271 | [19 empty] | ~730 Nm Red (Lm=Mw) | #VALUE!
547 |  | 272 |  | 272 | [19 empty] | ~730 Nm Red (Lm=Mw) | #VALUE!
549 |  | 273 |  | 273 | [19 empty] | ~730 Nm Red (Lm=Mw) | #VALUE!
551 |  | 274 |  | 274 | [19 empty] | ~730 Nm Red (Lm=Mw) | #VALUE!
553 |  | 275 |  | 275 | [19 empty] | ~730 Nm Red (Lm=Mw) | #VALUE!
555 |  | 276 |  | 276 | [19 empty] | ~730 Nm Red (Lm=Mw) | #VALUE!
557 |  | 277 |  | 277 | [19 empty] | ~730 Nm Red (Lm=Mw) | #VALUE!
559 |  | 278 |  | 278 | [19 empty] | ~730 Nm Red (Lm=Mw) | #VALUE!
561 |  | 279 |  | 279 | [19 empty] | ~730 Nm Red (Lm=Mw) | #VALUE!
563 |  | 280 |  | 280 | [19 empty] | ~730 Nm Red (Lm=Mw) | #VALUE!
565 |  | 281 |  | 281 | [19 empty] | ~730 Nm Red (Lm=Mw) | #VALUE!
567 |  | 282 |  | 282 | [19 empty] | ~730 Nm Red (Lm=Mw) | #VALUE!
569 |  | 283 |  | 283 | [19 empty] | ~730 Nm Red (Lm=Mw) | #VALUE!
571 |  | 284 |  | 284 | [19 empty] | ~730 Nm Red (Lm=Mw) | #VALUE!
573 |  | 285 |  | 285 | [19 empty] | ~730 Nm Red (Lm=Mw) | #VALUE!
575 |  | 286 |  | 286 | [19 empty] | ~730 Nm Red (Lm=Mw) | #VALUE!
577 |  | 287 |  | 287 | [19 empty] | ~730 Nm Red (Lm=Mw) | #VALUE!
579 |  | 288 |  | 288
581 |  | 289 |  | 289
583 |  | 290 |  | 290
585 |  | 291 |  | 291
587 |  | 292 |  | 292
589 |  | 293 |  | 293
591 |  | 294 |  | 294
593 |  | 295 |  | 295
595 |  | 296 |  | 296
597 |  | 297 |  | 297
599 |  | 298 |  | 298
601 |  | 299 |  | 299
603 |  | 300 |  | 300
605 |  | 301 |  | 301
607 |  | 302 |  | 302
609 |  | 303 |  | 303
611 |  | 304 |  | 304
613 |  | 305 |  | 305
615 |  | 306 |  | 306
617 |  | 307 |  | 307
619 |  | 308 |  | 308
621 |  | 309 |  | 309
623 |  | 310 |  | 310
625 |  | 311 |  | 311
627 |  | 312 |  | 312
629 |  | 313 |  | 313
631 |  | 314 |  | 314
633 |  | 315 |  | 315
635 |  | 316 |  | 316
637 |  | 317 |  | 317
639 |  | 318 |  | 318
641 |  | 319 |  | 319
643 |  | 320 |  | 320
645 |  | 321 |  | 321
647 |  | 322 |  | 322
649 |  | 323 |  | 323
651 |  | 324 |  | 324
653 |  | 325 |  | 325
655 |  | 326 |  | 326
657 |  | 327 |  | 327
659 |  | 328 |  | 328
661 |  | 329 |  | 329
663 |  | 330 |  | 330
665 |  | 331 |  | 331
667 |  | 332 |  | 332
669 |  | 333 |  | 333
671 |  | 334 |  | 334
673 |  | 335 |  | 335
675 |  | 336 |  | 336
677 |  | 337 |  | 337
679 |  | 338 |  | 338
681 |  | 339 |  | 339
683 |  | 340 |  | 340
685 |  | 341 |  | 341
687 |  | 342 |  | 342
689 |  | 343 |  | 343
691 |  | 344 |  | 344
693 |  | 345 |  | 345
695 |  | 346 |  | 346
697 |  | 347 |  | 347
699 |  | 348 |  | 348
701 |  | 349 |  | 349
703 |  | 350 |  | 350
705 |  | 351 |  | 351
707 |  | 352 |  | 352
709 |  | 353 |  | 353
711 |  | 354 |  | 354
713 |  | 355 |  | 355
715 |  | 356 |  | 356
717 |  | 357 |  | 357
719 |  | 358 |  | 358
721 |  | 359 |  | 359
723 |  | 360 |  | 360
725 |  | 361 |  | 361
727 |  | 362 |  | 362
729 |  | 363 |  | 363
731 |  | 364 |  | 364
733 |  | 365 |  | 365
735 |  | 366 |  | 366
737 |  | 367 |  | 367
739 |  | 368 |  | 368
741 |  | 369 |  | 369
743 |  | 370 |  | 370
745 |  | 371 |  | 371
747 |  | 372 |  | 372
749 |  | 373 |  | 373
751 |  | 374 |  | 374
753 |  | 375 |  | 375
755 |  | 376 |  | 376
757 |  | 377 |  | 377
759 |  | 378 |  | 378
761 |  | 379 |  | 379
763 |  | 380 |  | 380
765 |  | 381 |  | 381
767 |  | 382 |  | 382
769 |  | 383 |  | 383
771 |  | 384 |  | 384
773 |  | 385 |  | 385
775 |  | 386 |  | 386
777 |  | 387 |  | 387
779 |  | 388 |  | 388
781 |  | 389 |  | 389
783 |  | 390 |  | 390
785 |  | 391 |  | 391
787 |  | 392 |  | 392
789 |  | 393 |  | 393
791 |  | 394 |  | 394
793 |  | 395 |  | 395
795 |  | 396 |  | 396
797 |  | 397 |  | 397
799 |  | 398 |  | 398
801 |  | 399 |  | 399
803 |  | 400 |  | 400
805 |  | 401 |  | 401
807 |  | 402 |  | 402
809 |  | 403 |  | 403
811 |  | 404 |  | 404
813 |  | 405 |  | 405
815 |  | 406 |  | 406
817 |  | 407 |  | 407
819 |  | 408 |  | 408
821 |  | 409 |  | 409
823 |  | 410 |  | 410
825 |  | 411 |  | 411
827 |  | 412 |  | 412
829 |  | 413 |  | 413
831 |  | 414 |  | 414
833 |  | 415 |  | 415
835 |  | 416 |  | 416
837 |  | 417 |  | 417
839 |  | 418 |  | 418
841 |  | 419 |  | 419
843 |  | 420 |  | 420
845 |  | 421 |  | 421
847 |  | 422 |  | 422
849 |  | 423 |  | 423
851 |  | 424 |  | 424
853 |  | 425 |  | 425
855 |  | 426 |  | 426
857 |  | 427 |  | 427
859 |  | 428 |  | 428
861 |  | 429 |  | 429
863 |  | 430 |  | 430
865 |  | 431 |  | 431
867 |  | 432 |  | 432
869 |  | 433 |  | 433
871 |  | 434 |  | 434
873 |  | 435 |  | 435
875 |  | 436 |  | 436
877 |  | 437 |  | 437
879 |  | 438 |  | 438
881 |  | 439 |  | 439
883 |  | 440 |  | 440
885 |  | 441 |  | 441
887 |  | 442 |  | 442
889 |  | 443 |  | 443
891 |  | 444 |  | 444
893 |  | 445 |  | 445
895 |  | 446 |  | 446
897 |  | 447 |  | 447
899 |  | 448 |  | 448
901 |  | 449 |  | 449
903 |  | 450 |  | 450
905 |  | 451 |  | 451
907 |  | 452 |  | 452
909 |  | 453 |  | 453
911 |  | 454 |  | 454
913 |  | 455 |  | 455
915 |  | 456 |  | 456
917 |  | 457 |  | 457
919 |  | 458 |  | 458
921 |  | 459 |  | 459
923 |  | 460 |  | 460
925 |  | 461 |  | 461
927 |  | 462 |  | 462
929 |  | 463 |  | 463
931 |  | 464 |  | 464
933 |  | 465 |  | 465
935 |  | 466 |  | 466
937 |  | 467 |  | 467
939 |  | 468 |  | 468
941 |  | 469 |  | 469
943 |  | 470 |  | 470
945 |  | 471 |  | 471
947 |  | 472 |  | 472
949 |  | 473 |  | 473
951 |  | 474 |  | 474
953 |  | 475 |  | 475
955 |  | 476 |  | 476
957 |  | 477 |  | 477
959 |  | 478 |  | 478
961 |  | 479 |  | 479
963 |  | 480 |  | 480
965 |  | 481 |  | 481
967 |  | 482 |  | 482
969 |  | 483 |  | 483
971 |  | 484 |  | 484
973 |  | 485 |  | 485
975 |  | 486 |  | 486
977 |  | 487 |  | 487
979 |  | 488 |  | 488
981 |  | 489 |  | 489
983 |  | 490 |  | 490
985 |  | 491 |  | 491
987 |  | 492 |  | 492
989 |  | 493 |  | 493
991 |  | 494 |  | 494
993 |  | 495 |  | 495
995 |  | 496 |  | 496
997 |  | 497 |  | 497
999 |  | 498 |  | 498
1001 |  | 499 |  | 499
1003 |  | 500 |  | 500
1005 |  | 501 |  | 501
1007 |  | 502 |  | 502
1009 |  | 503 |  | 503
1011 |  | 504 |  | 504
1013 |  | 505 |  | 505
1015 |  | 506 |  | 506
1017 |  | 507 |  | 507
1019 |  | 508 |  | 508
1021 |  | 509 |  | 509
1023 |  | 510 |  | 510
1025 |  | 511 |  | 511
1027 |  | 512 |  | 512
1029 |  | 513 |  | 513
1031 |  | 514 |  | 514
1033 |  | 515 |  | 515
1035 |  | 516 |  | 516
1037 |  | 517 |  | 517
1039 |  | 518 |  | 518
1041 |  | 519 |  | 519
1043 |  | 520 |  | 520
1045 |  | 521 |  | 521
1047 |  | 522 |  | 522
1049 |  | 523 |  | 523
1051 |  | 524 |  | 524
1053 |  | 525 |  | 525
1055 |  | 526 |  | 526
1057 |  | 527 |  | 527
1059 |  | 528 |  | 528
1061 |  | 529 |  | 529
1063 |  | 530 |  | 530
1065 |  | 531 |  | 531
1067 |  | 532 |  | 532
1069 |  | 533 |  | 533
1071 |  | 534 |  | 534
1073 |  | 535 |  | 535
1075 |  | 536 |  | 536
1077 |  | 537 |  | 537
1079 |  | 538 |  | 538
1081 |  | 539 |  | 539
1083 |  | 540 |  | 540
1085 |  | 541 |  | 541
1087 |  | 542 |  | 542
1089 |  | 543 |  | 543
1091 |  | 544 |  | 544
1093 |  | 545 |  | 545
1095 |  | 546 |  | 546
1097 |  | 547 |  | 547
1099 |  | 548 |  | 548
1101 |  | 549 |  | 549
1103 |  | 550 |  | 550
1105 |  | 551 |  | 551
1107 |  | 552 |  | 552
1109 |  | 553 |  | 553
1111 |  | 554 |  | 554
1113 |  | 555 |  | 555
1115 |  | 556 |  | 556
1117 |  | 557 |  | 557
1119 |  | 558 |  | 558
1121 |  | 559 |  | 559
1123 |  | 560 |  | 560
1125 |  | 561 |  | 561
1127 |  | 562 |  | 562
1129 |  | 563 |  | 563
1131 |  | 564 |  | 564
1133 |  | 565 |  | 565
1135 |  | 566 |  | 566
1137 |  | 567 |  | 567
1139 |  | 568 |  | 568
1141 |  | 569 |  | 569
1143 |  | 570 |  | 570
1145 |  | 571 |  | 571
1147 |  | 572 |  | 572
1149 |  | 573 |  | 573
1151 |  | 574 |  | 574
1153 |  | 575 |  | 575
1155 |  | 576 |  | 576
1157 |  | 577 |  | 577
1159 |  | 578 |  | 578
1161 |  | 579 |  | 579
1163 |  | 580 |  | 580
1165 |  | 581 |  | 581
1167 |  | 582 |  | 582
1169 |  | 583 |  | 583
1171 |  | 584 |  | 584
1173 |  | 585 |  | 585
1175 |  | 586 |  | 586
1177 |  | 587 |  | 587
1179 |  | 588 |  | 588
1181 |  | 589 |  | 589
1183 |  | 590 |  | 590
1185 |  | 591 |  | 591
1187 |  | 592 |  | 592
1189 |  | 593 |  | 593
1191 |  | 594 |  | 594
1193 |  | 595 |  | 595
1195 |  | 596 |  | 596
1197 |  | 597 |  | 597
1199 |  | 598 |  | 598
1201 |  | 599 |  | 599
1203 |  | 600 |  | 600
1205 |  | 601 |  | 601
1207 |  | 602 |  | 602
1209 |  | 603 |  | 603
1211 |  | 604 |  | 604
1213 |  | 605 |  | 605
1215 |  | 606 |  | 606
1217 |  | 607 |  | 607
1219 |  | 608 |  | 608
1221 |  | 609 |  | 609
1223 |  | 610 |  | 610
1225 |  | 611 |  | 611
1227 |  | 612 |  | 612
1229 |  | 613 |  | 613
1231 |  | 614 |  | 614
1233 |  | 615 |  | 615
1235 |  | 616 |  | 616
1237 |  | 617 |  | 617
1239 |  | 618 |  | 618
1241 |  | 619 |  | 619
1243 |  | 620 |  | 620
1245 |  | 621 |  | 621
1247 |  | 622 |  | 622
1249 |  | 623 |  | 623
1251 |  | 624 |  | 624
1253 |  | 625 |  | 625
1255 |  | 626 |  | 626
1257 |  | 627 |  | 627
1259 |  | 628 |  | 628
1261 |  | 629 |  | 629
1263 |  | 630 |  | 630
1265 |  | 631 |  | 631
1267 |  | 632 |  | 632
1269 |  | 633 |  | 633
1271 |  | 634 |  | 634
1273 |  | 635 |  | 635
1275 |  | 636 |  | 636
1277 |  | 637 |  | 637
1279 |  | 638 |  | 638
1281 |  | 639 |  | 639
1283 |  | 640 |  | 640
1285 |  | 641 |  | 641
1287 |  | 642 |  | 642
1289 |  | 643 |  | 643
1291 |  | 644 |  | 644
1293 |  | 645 |  | 645
1295 |  | 646 |  | 646
1297 |  | 647 |  | 647
1299 |  | 648 |  | 648
1301 |  | 649 |  | 649
1303 |  | 650 |  | 650
1305 |  | 651 |  | 651
1307 |  | 652 |  | 652
1309 |  | 653 |  | 653
1311 |  | 654 |  | 654
1313 |  | 655 |  | 655
1315 |  | 656 |  | 656
1317 |  | 657 |  | 657
1319 |  | 658 |  | 658
1321 |  | 659 |  | 659
1323 |  | 660 |  | 660
1325 |  | 661 |  | 661
1327 |  | 662 |  | 662
1329 |  | 663 |  | 663
1331 |  | 664 |  | 664
1333 |  | 665 |  | 665
1335 |  | 666 |  | 666
1337 |  | 667 |  | 667
1339 |  | 668 |  | 668
1341 |  | 669 |  | 669
1343 |  | 670 |  | 670
1345 |  | 671 |  | 671
1347 |  | 672 |  | 672
1349 |  | 673 |  | 673
1351 |  | 674 |  | 674
1353 |  | 675 |  | 675
1355 |  | 676 |  | 676
1357 |  | 677 |  | 677
1359 |  | 678 |  | 678
1361 |  | 679 |  | 679
1363 |  | 680 |  | 680
1365 |  | 681 |  | 681
1367 |  | 682 |  | 682
1369 |  | 683 |  | 683
1371 |  | 684 |  | 684
1373 |  | 685 |  | 685
1375 |  | 686 |  | 686
1377 |  | 687 |  | 687
1379 |  | 688 |  | 688
1381 |  | 689 |  | 689
1383 |  | 690 |  | 690
1385 |  | 691 |  | 691
1387 |  | 692 |  | 692
1389 |  | 693 |  | 693
1391 |  | 694 |  | 694
1393 |  | 695 |  | 695
1395 |  | 696 |  | 696
1397 |  | 697 |  | 697
1399 |  | 698 |  | 698
1401 |  | 699 |  | 699
1403 |  | 700 |  | 700
1405 |  | 701 |  | 701
1407 |  | 702 |  | 702
1409 |  | 703 |  | 703
1411 |  | 704 |  | 704
1413 |  | 705 |  | 705
1415 |  | 706 |  | 706
1417 |  | 707 |  | 707
1419 |  | 708 |  | 708
1421 |  | 709 |  | 709
1423 |  | 710 |  | 710
1425 |  | 711 |  | 711
1427 |  | 712 |  | 712
1429 |  | 713 |  | 713
1431 |  | 714 |  | 714
1433 |  | 715 |  | 715
1435 |  | 716 |  | 716
1437 |  | 717 |  | 717
1439 |  | 718 |  | 718
1441 |  | 719 |  | 719
1443 |  | 720 |  | 720
1445 |  | 721 |  | 721
1447 |  | 722 |  | 722
1449 |  | 723 |  | 723
1451 |  | 724 |  | 724
1453 |  | 725 |  | 725
1455 |  | 726 |  | 726
1457 |  | 727 |  | 727
1459 |  | 728 |  | 728
1461 |  | 729 |  | 729
1463 |  | 730 |  | 730
1465 |  | 731 |  | 731
1467 |  | 732 |  | 732
1469 |  | 733 |  | 733
1471 |  | 734 |  | 734
1473 |  | 735 |  | 735
1475 |  | 736 |  | 736
1477 |  | 737 |  | 737
1479 |  | 738 |  | 738
1481 |  | 739 |  | 739
1483 |  | 740 |  | 740
1485 |  | 741 |  | 741
1487 |  | 742 |  | 742
1489 |  | 743 |  | 743
1491 |  | 744 |  | 744
1493 |  | 745 |  | 745
1495 |  | 746 |  | 746
1497 |  | 747 |  | 747
1499 |  | 748 |  | 748
1501 |  | 749 |  | 749
1503 |  | 750 |  | 750
1505 |  | 751 |  | 751
1507 |  | 752 |  | 752
1509 |  | 753 |  | 753
1511 |  | 754 |  | 754
1513 |  | 755 |  | 755
1515 |  | 756 |  | 756
1517 |  | 757 |  | 757
1519 |  | 758 |  | 758
1521 |  | 759 |  | 759
1523 |  | 760 |  | 760
1525 |  | 761 |  | 761
1527 |  | 762 |  | 762
1529 |  | 763 |  | 763
1531 |  | 764 |  | 764
1533 |  | 765 |  | 765
1535 |  | 766 |  | 766
1537 |  | 767 |  | 767
1539 |  | 768 |  | 768
1541 |  | 769 |  | 769
1543 |  | 770 |  | 770
1545 |  | 771 |  | 771
1547 |  | 772 |  | 772
1549 |  | 773 |  | 773
1551 |  | 774 |  | 774
1553 |  | 775 |  | 775
1555 |  | 776 |  | 776
1557 |  | 777 |  | 777
1559 |  | 778 |  | 778
1561 |  | 779 |  | 779
1563 |  | 780 |  | 780
1565 |  | 781 |  | 781
1567 |  | 782 |  | 782
1569 |  | 783 |  | 783
1571 |  | 784 |  | 784
1573 |  | 785 |  | 785
1575 |  | 786 |  | 786
1577 |  | 787 |  | 787
1579 |  | 788 |  | 788
1581 |  | 789 |  | 789
1583 |  | 790 |  | 790
1585 |  | 791 |  | 791
1587 |  | 792 |  | 792
1589 |  | 793 |  | 793
1591 |  | 794 |  | 794
1593 |  | 795 |  | 795
1595 |  | 796 |  | 796
1597 |  | 797 |  | 797
1599 |  | 798 |  | 798
1601 |  | 799 |  | 799
1603 |  | 800 |  | 800
1605 |  | 801 |  | 801
1607 |  | 802 |  | 802
1609 |  | 803 |  | 803
1611 |  | 804 |  | 804
1613 |  | 805 |  | 805
1615 |  | 806 |  | 806
1617 |  | 807 |  | 807
1619 |  | 808 |  | 808
1621 |  | 809 |  | 809
1623 |  | 810 |  | 810
1625 |  | 811 |  | 811
1627 |  | 812 |  | 812
1629 |  | 813 |  | 813
1631 |  | 814 |  | 814
1633 |  | 815 |  | 815
1635 |  | 816 |  | 816
1637 |  | 817 |  | 817
1639 |  | 818 |  | 818
1641 |  | 819 |  | 819
1643 |  | 820 |  | 820
1645 |  | 821 |  | 821
1647 |  | 822 |  | 822
1649 |  | 823 |  | 823
1651 |  | 824 |  | 824
1653 |  | 825 |  | 825
1655 |  | 826 |  | 826
1657 |  | 827 |  | 827
1659 |  | 828 |  | 828
1661 |  | 829 |  | 829
1663 |  | 830 |  | 830
1665 |  | 831 |  | 831
1667 |  | 832 |  | 832
1669 |  | 833 |  | 833
1671 |  | 834 |  | 834
1673 |  | 835 |  | 835
1675 |  | 836 |  | 836
1677 |  | 837 |  | 837
1679 |  | 838 |  | 838
1681 |  | 839 |  | 839
1683 |  | 840 |  | 840
1685 |  | 841 |  | 841
1687 |  | 842 |  | 842
1689 |  | 843 |  | 843
1691 |  | 844 |  | 844
1693 |  | 845 |  | 845
1695 |  | 846 |  | 846
1697 |  | 847 |  | 847
1699 |  | 848 |  | 848
1701 |  | 849 |  | 849
1703 |  | 850 |  | 850
1705 |  | 851 |  | 851
1707 |  | 852 |  | 852
1709 |  | 853 |  | 853
1711 |  | 854 |  | 854
1713 |  | 855 |  | 855
1715 |  | 856 |  | 856
1717 |  | 857 |  | 857
1719 |  | 858 |  | 858
1721 |  | 859 |  | 859
1723 |  | 860 |  | 860
1725 |  | 861 |  | 861
1727 |  | 862 |  | 862
1729 |  | 863 |  | 863
1731 |  | 864 |  | 864
1733 |  | 865 |  | 865
1735 |  | 866 |  | 866
1737 |  | 867 |  | 867
1739 |  | 868 |  | 868
1741 |  | 869 |  | 869
1743 |  | 870 |  | 870
1745 |  | 871 |  | 871
1747 |  | 872 |  | 872
1749 |  | 873 |  | 873
1751 |  | 874 |  | 874
1753 |  | 875 |  | 875
1755 |  | 876 |  | 876
1757 |  | 877 |  | 877
1759 |  | 878 |  | 878
1761 |  | 879 |  | 879
1763 |  | 880 |  | 880
1765 |  | 881 |  | 881
1767 |  | 882 |  | 882
1769 |  | 883 |  | 883
1771 |  | 884 |  | 884
1773 |  | 885 |  | 885
1775 |  | 886 |  | 886
1777 |  | 887 |  | 887
1779 |  | 888 |  | 888
1781 |  | 889 |  | 889
1783 |  | 890 |  | 890
1785 |  | 891 |  | 891
1787 |  | 892 |  | 892
1789 |  | 893 |  | 893
1791 |  | 894 |  | 894
1793 |  | 895 |  | 895
1795 |  | 896 |  | 896
1797 |  | 897 |  | 897
1799 |  | 898 |  | 898
1801 |  | 899 |  | 899
1803 |  | 900 |  | 900
1805 |  | 901 |  | 901
1807 |  | 902 |  | 902
1809 |  | 903 |  | 903
1811 |  | 904 |  | 904
1813 |  | 905 |  | 905
1815 |  | 906 |  | 906
1817 |  | 907 |  | 907
1819 |  | 908 |  | 908
1821 |  | 909 |  | 909
1823 |  | 910 |  | 910
1825 |  | 911 |  | 911
1827 |  | 912 |  | 912
1829 |  | 913 |  | 913
1831 |  | 914 |  | 914
1833 |  | 915 |  | 915
1835 |  | 916 |  | 916
1837 |  | 917 |  | 917
1839 |  | 918 |  | 918
1841 |  | 919 |  | 919
1843 |  | 920 |  | 920
1845 |  | 921 |  | 921
1847 |  | 922 |  | 922
1849 |  | 923 |  | 923
1851 |  | 924 |  | 924
1853 |  | 925 |  | 925
1855 |  | 926 |  | 926
1857 |  | 927 |  | 927
1859 |  | 928 |  | 928
1861 |  | 929 |  | 929
1863 |  | 930 |  | 930
1865 |  | 931 |  | 931
1867 |  | 932 |  | 932
1869 |  | 933 |  | 933
1871 |  | 934 |  | 934
1873 |  | 935 |  | 935
1875 |  | 936 |  | 936
1877 |  | 937 |  | 937
1879 |  | 938 |  | 938
1881 |  | 939 |  | 939
1883 |  | 940 |  | 940
1885 |  | 941 |  | 941
1887 |  | 942 |  | 942
1889 |  | 943 |  | 943
1891 |  | 944 |  | 944
1893 |  | 945 |  | 945
1895 |  | 946 |  | 946
1897 |  | 947 |  | 947
1899 |  | 948 |  | 948
1901 |  | 949 |  | 949
1903 |  | 950 |  | 950
1905 |  | 951 |  | 951
1907 |  | 952 |  | 952
1909 |  | 953 |  | 953
1911 |  | 954 |  | 954
1913 |  | 955 |  | 955
1915 |  | 956 |  | 956
1917 |  | 957 |  | 957
1919 |  | 958 |  | 958
1921 |  | 959 |  | 959
1923 |  | 960 |  | 960
1925 |  | 961 |  | 961
1927 |  | 962 |  | 962
1929 |  | 963 |  | 963
1931 |  | 964 |  | 964
1933 |  | 965 |  | 965
1935 |  | 966 |  | 966
1937 |  | 967 |  | 967
1939 |  | 968 |  | 968
1941 |  | 969 |  | 969
1943 |  | 970 |  | 970
1945 |  | 971 |  | 971
1947 |  | 972 |  | 972
1949 |  | 973 |  | 973
1951 |  | 974 |  | 974
1953 |  | 975 |  | 975
1955 |  | 976 |  | 976
1957 |  | 977 |  | 977
1959 |  | 978 |  | 978
1961 |  | 979 |  | 979
1963 |  | 980 |  | 980
1965 |  | 981 |  | 981
1967 |  | 982 |  | 982
1969 |  | 983 |  | 983
1971 |  | 984 |  | 984
1973 |  | 985 |  | 985
1975 |  | 986 |  | 986
1977 |  | 987 |  | 987
1979 |  | 988 |  | 988
1981 |  | 989 |  | 989
1983 |  | 990 |  | 990
1985 |  | 991 |  | 991
1987 |  | 992 |  | 992
1989 |  | 993 |  | 993
1991 |  | 994 |  | 994
1993 |  | 995 |  | 995
1995 |  | 996 |  | 996
1997 |  | 997 |  | 997
1999 |  | 998 |  | 998
2001 |  | 999 |  | 999
2003 |  | 1000 |  | 1000

## temp (hidden)
Index | LED1 |  |  |  | LED2 |  |  |  | LED3 |  |  |  | Chart 1 | [7 empty] | Chart 2 | [6 empty] | Chart 3 | [6 empty] | Chart 4
0 | Bin | Flux | Bin | Flux | Bin | Flux | Bin | Flux | Bin | Flux | Bin | Flux | current | x axis led1 | x axis led2 | x axis led3 | y axis led1 | y axis led2 | y axis led3 | Chart Labels | x axis led1 | x axis led2 | x axis led3 | y axis led1 | y axis led2 | y axis led3 | Chart Labels | x axis led1 | x axis led2 | x axis led3 | y axis led1 | y axis led2 | y axis led3 | Chart Labels | x axis led1 | x axis led2 | x axis led3 | y axis led1 | y axis led2 | y axis led3 | Chart Labels
1 | 0 | 0 |  |  | 0 | 0 |  |  | 0 | 0 |  |  | 0.01 | #N/A | #N/A | #N/A | #N/A | #N/A | #N/A | LED Power (W) | #REF! | #REF! | #REF! | #N/A | #N/A | #N/A | #REF! | #REF! | #REF! | #REF! | #N/A | #N/A | #N/A | #REF! | #REF! | #REF! | #REF! | #N/A | #N/A | #N/A | #REF!
2 | 0 | 0 |  |  | 0 | 0 |  |  | 0 | 0 |  |  | 0.012 | #N/A | #N/A | #N/A | #N/A | #N/A | #N/A | LED Luminous Efficacy (lm/W) | #REF! | #REF! | #REF! | #N/A | #N/A | #N/A | LED Luminous Efficacy (lm/W) | #REF! | #REF! | #REF! | #N/A | #N/A | #N/A | LED Forward Voltage (V) | #REF! | #REF! | #REF! | #N/A | #N/A | #N/A | LED Power (W)
3 | 0 | 0 |  |  | 0 | 0 |  |  | 0 | 0 |  |  | 0.014 | #N/A | #N/A | #N/A | #N/A | #N/A | #N/A |  | #REF! | #REF! | #REF! | #N/A | #N/A | #N/A |  | #REF! | #REF! | #REF! | #N/A | #N/A | #N/A |  | #REF! | #REF! | #REF! | #N/A | #N/A | #N/A
4 | 0 | 0 |  |  | 0 | 0 |  |  | 0 | 0 |  |  | 0.016 | #N/A | #N/A | #N/A | #N/A | #N/A | #N/A |  | #REF! | #REF! | #REF! | #N/A | #N/A | #N/A |  | #REF! | #REF! | #REF! | #N/A | #N/A | #N/A |  | #REF! | #REF! | #REF! | #N/A | #N/A | #N/A
5 | 0 | 0 |  |  | 0 | 0 |  |  | 0 | 0 |  |  | 0.018 | #N/A | #N/A | #N/A | #N/A | #N/A | #N/A |  | #REF! | #REF! | #REF! | #N/A | #N/A | #N/A |  | #REF! | #REF! | #REF! | #N/A | #N/A | #N/A |  | #REF! | #REF! | #REF! | #N/A | #N/A | #N/A
6 | 0 | 0 |  |  | 0 | 0 |  |  | 0 | 0 |  |  | 0.02 | #N/A | #N/A | #N/A | #N/A | #N/A | #N/A |  | #REF! | #REF! | #REF! | #N/A | #N/A | #N/A |  | #REF! | #REF! | #REF! | #N/A | #N/A | #N/A |  | #REF! | #REF! | #REF! | #N/A | #N/A | #N/A
7 | 0 | 0 |  |  | 0 | 0 |  |  | 0 | 0 |  |  | 0.022 | #N/A | #N/A | #N/A | #N/A | #N/A | #N/A |  | #REF! | #REF! | #REF! | #N/A | #N/A | #N/A |  | #REF! | #REF! | #REF! | #N/A | #N/A | #N/A |  | #REF! | #REF! | #REF! | #N/A | #N/A | #N/A
8 | 0 | 0 |  |  | 0 | 0 |  |  | 0 | 0 |  |  | 0.024 | #N/A | #N/A | #N/A | #N/A | #N/A | #N/A |  | #REF! | #REF! | #REF! | #N/A | #N/A | #N/A |  | #REF! | #REF! | #REF! | #N/A | #N/A | #N/A |  | #REF! | #REF! | #REF! | #N/A | #N/A | #N/A
9 | 0 | 0 |  |  | 0 | 0 |  |  | 0 | 0 |  |  | 0.026 | #N/A | #N/A | #N/A | #N/A | #N/A | #N/A |  | #REF! | #REF! | #REF! | #N/A | #N/A | #N/A |  | #REF! | #REF! | #REF! | #N/A | #N/A | #N/A |  | #REF! | #REF! | #REF! | #N/A | #N/A | #N/A
10 | 0 | 0 |  |  | 0 | 0 |  |  | 0 | 0 |  |  | 0.028 | #N/A | #N/A | #N/A | #N/A | #N/A | #N/A |  | #REF! | #REF! | #REF! | #N/A | #N/A | #N/A |  | #REF! | #REF! | #REF! | #N/A | #N/A | #N/A |  | #REF! | #REF! | #REF! | #N/A | #N/A | #N/A
11 | 0 | 0 |  |  | 0 | 0 |  |  | 0 | 0 |  |  | 0.03 | #N/A | #N/A | #N/A | #N/A | #N/A | #N/A |  | #REF! | #REF! | #REF! | #N/A | #N/A | #N/A |  | #REF! | #REF! | #REF! | #N/A | #N/A | #N/A |  | #REF! | #REF! | #REF! | #N/A | #N/A | #N/A
12 | 0 | 0 |  |  | 0 | 0 |  |  | 0 | 0 |  |  | 0.032 | #N/A | #N/A | #N/A | #N/A | #N/A | #N/A |  | #REF! | #REF! | #REF! | #N/A | #N/A | #N/A |  | #REF! | #REF! | #REF! | #N/A | #N/A | #N/A |  | #REF! | #REF! | #REF! | #N/A | #N/A | #N/A
13 | 0 | 0 |  |  | 0 | 0 |  |  | 0 | 0 |  |  | 0.034 | #N/A | #N/A | #N/A | #N/A | #N/A | #N/A |  | #REF! | #REF! | #REF! | #N/A | #N/A | #N/A |  | #REF! | #REF! | #REF! | #N/A | #N/A | #N/A |  | #REF! | #REF! | #REF! | #N/A | #N/A | #N/A
14 | 0 | 0 |  |  | 0 | 0 |  |  | 0 | 0 |  |  | 0.036 | #N/A | #N/A | #N/A | #N/A | #N/A | #N/A |  | #REF! | #REF! | #REF! | #N/A | #N/A | #N/A |  | #REF! | #REF! | #REF! | #N/A | #N/A | #N/A |  | #REF! | #REF! | #REF! | #N/A | #N/A | #N/A
15 | 0 | 0 |  |  | 0 | 0 |  |  | 0 | 0 |  |  | 0.038 | #N/A | #N/A | #N/A | #N/A | #N/A | #N/A |  | #REF! | #REF! | #REF! | #N/A | #N/A | #N/A |  | #REF! | #REF! | #REF! | #N/A | #N/A | #N/A |  | #REF! | #REF! | #REF! | #N/A | #N/A | #N/A
16 | 0 | 0 |  |  | 0 | 0 |  |  | 0 | 0 |  |  | 0.04 | #N/A | #N/A | #N/A | #N/A | #N/A | #N/A |  | #REF! | #REF! | #REF! | #N/A | #N/A | #N/A |  | #REF! | #REF! | #REF! | #N/A | #N/A | #N/A |  | #REF! | #REF! | #REF! | #N/A | #N/A | #N/A
17 | 0 | 0 |  |  | 0 | 0 |  |  | 0 | 0 |  |  | 0.042 | #N/A | #N/A | #N/A | #N/A | #N/A | #N/A |  | #REF! | #REF! | #REF! | #N/A | #N/A | #N/A |  | #REF! | #REF! | #REF! | #N/A | #N/A | #N/A |  | #REF! | #REF! | #REF! | #N/A | #N/A | #N/A
18 | 0 | 0 |  |  | 0 | 0 |  |  | 0 | 0 |  |  | 0.044 | #N/A | #N/A | #N/A | #N/A | #N/A | #N/A |  | #REF! | #REF! | #REF! | #N/A | #N/A | #N/A |  | #REF! | #REF! | #REF! | #N/A | #N/A | #N/A |  | #REF! | #REF! | #REF! | #N/A | #N/A | #N/A
19 | 0 | 0 |  |  | 0 | 0 |  |  | 0 | 0 |  |  | 0.046 | #N/A | #N/A | #N/A | #N/A | #N/A | #N/A |  | #REF! | #REF! | #REF! | #N/A | #N/A | #N/A |  | #REF! | #REF! | #REF! | #N/A | #N/A | #N/A |  | #REF! | #REF! | #REF! | #N/A | #N/A | #N/A
20 | 0 | 0 |  |  | 0 | 0 |  |  | 0 | 0 |  |  | 0.048 | #N/A | #N/A | #N/A | #N/A | #N/A | #N/A |  | #REF! | #REF! | #REF! | #N/A | #N/A | #N/A |  | #REF! | #REF! | #REF! | #N/A | #N/A | #N/A |  | #REF! | #REF! | #REF! | #N/A | #N/A | #N/A
21 | 0 | 0 |  |  | 0 | 0 |  |  | 0 | 0 |  |  | 0.05 | #N/A | #N/A | #N/A | #N/A | #N/A | #N/A |  | #REF! | #REF! | #REF! | #N/A | #N/A | #N/A |  | #REF! | #REF! | #REF! | #N/A | #N/A | #N/A |  | #REF! | #REF! | #REF! | #N/A | #N/A | #N/A
22 | 0 | 0 |  |  | 0 | 0 |  |  | 0 | 0 |  |  | 0.052 | #N/A | #N/A | #N/A | #N/A | #N/A | #N/A |  | #REF! | #REF! | #REF! | #N/A | #N/A | #N/A |  | #REF! | #REF! | #REF! | #N/A | #N/A | #N/A |  | #REF! | #REF! | #REF! | #N/A | #N/A | #N/A
23 | 0 | 0 |  |  | 0 | 0 |  |  | 0 | 0 |  |  | 0.054 | #N/A | #N/A | #N/A | #N/A | #N/A | #N/A |  | #REF! | #REF! | #REF! | #N/A | #N/A | #N/A |  | #REF! | #REF! | #REF! | #N/A | #N/A | #N/A |  | #REF! | #REF! | #REF! | #N/A | #N/A | #N/A
24 | 0 | 0 |  |  | 0 | 0 |  |  | 0 | 0 |  |  | 0.056 | #N/A | #N/A | #N/A | #N/A | #N/A | #N/A |  | #REF! | #REF! | #REF! | #N/A | #N/A | #N/A |  | #REF! | #REF! | #REF! | #N/A | #N/A | #N/A |  | #REF! | #REF! | #REF! | #N/A | #N/A | #N/A
25 | 0 | 0 |  |  | 0 | 0 |  |  | 0 | 0 |  |  | 0.058 | #N/A | #N/A | #N/A | #N/A | #N/A | #N/A |  | #REF! | #REF! | #REF! | #N/A | #N/A | #N/A |  | #REF! | #REF! | #REF! | #N/A | #N/A | #N/A |  | #REF! | #REF! | #REF! | #N/A | #N/A | #N/A
26 | 0 | 0 |  |  | 0 | 0 |  |  | 0 | 0 |  |  | 0.06 | #N/A | #N/A | #N/A | #N/A | #N/A | #N/A |  | #REF! | #REF! | #REF! | #N/A | #N/A | #N/A |  | #REF! | #REF! | #REF! | #N/A | #N/A | #N/A |  | #REF! | #REF! | #REF! | #N/A | #N/A | #N/A
27 | 0 | 0 |  |  | 0 | 0 |  |  | 0 | 0 |  |  | 0.062 | #N/A | #N/A | #N/A | #N/A | #N/A | #N/A |  | #REF! | #REF! | #REF! | #N/A | #N/A | #N/A |  | #REF! | #REF! | #REF! | #N/A | #N/A | #N/A |  | #REF! | #REF! | #REF! | #N/A | #N/A | #N/A
28 | 0 | 0 |  |  | 0 | 0 |  |  | 0 | 0 |  |  | 0.064 | #N/A | #N/A | #N/A | #N/A | #N/A | #N/A |  | #REF! | #REF! | #REF! | #N/A | #N/A | #N/A |  | #REF! | #REF! | #REF! | #N/A | #N/A | #N/A |  | #REF! | #REF! | #REF! | #N/A | #N/A | #N/A
29 | 0 | 0 |  |  | 0 | 0 |  |  | 0 | 0 |  |  | 0.065 | #N/A | #N/A | #N/A | #N/A | #N/A | #N/A |  | #REF! | #REF! | #REF! | #N/A | #N/A | #N/A |  | #REF! | #REF! | #REF! | #N/A | #N/A | #N/A |  | #REF! | #REF! | #REF! | #N/A | #N/A | #N/A
30 | 0 | 0 |  |  | 0 | 0 |  |  | 0 | 0 |  |  | 0.066 | #N/A | #N/A | #N/A | #N/A | #N/A | #N/A |  | #REF! | #REF! | #REF! | #N/A | #N/A | #N/A |  | #REF! | #REF! | #REF! | #N/A | #N/A | #N/A |  | #REF! | #REF! | #REF! | #N/A | #N/A | #N/A
31 | 0 | 0 |  |  | 0 | 0 |  |  | 0 | 0 |  |  | 0.068 | #N/A | #N/A | #N/A | #N/A | #N/A | #N/A |  | #REF! | #REF! | #REF! | #N/A | #N/A | #N/A |  | #REF! | #REF! | #REF! | #N/A | #N/A | #N/A |  | #REF! | #REF! | #REF! | #N/A | #N/A | #N/A
32 | 0 | 0 |  |  | 0 | 0 |  |  | 0 | 0 |  |  | 0.07 | #N/A | #N/A | #N/A | #N/A | #N/A | #N/A |  | #REF! | #REF! | #REF! | #N/A | #N/A | #N/A |  | #REF! | #REF! | #REF! | #N/A | #N/A | #N/A |  | #REF! | #REF! | #REF! | #N/A | #N/A | #N/A
33 | 0 | 0 |  |  | 0 | 0 |  |  | 0 | 0 |  |  | 0.072 | #N/A | #N/A | #N/A | #N/A | #N/A | #N/A |  | #REF! | #REF! | #REF! | #N/A | #N/A | #N/A |  | #REF! | #REF! | #REF! | #N/A | #N/A | #N/A |  | #REF! | #REF! | #REF! | #N/A | #N/A | #N/A
34 | 0 | 0 |  |  | 0 | 0 |  |  | 0 | 0 |  |  | 0.074 | #N/A | #N/A | #N/A | #N/A | #N/A | #N/A |  | #REF! | #REF! | #REF! | #N/A | #N/A | #N/A |  | #REF! | #REF! | #REF! | #N/A | #N/A | #N/A |  | #REF! | #REF! | #REF! | #N/A | #N/A | #N/A
35 | 0 | 0 |  |  | 0 | 0 |  |  | 0 | 0 |  |  | 0.075 | #N/A | #N/A | #N/A | #N/A | #N/A | #N/A |  | #REF! | #REF! | #REF! | #N/A | #N/A | #N/A |  | #REF! | #REF! | #REF! | #N/A | #N/A | #N/A |  | #REF! | #REF! | #REF! | #N/A | #N/A | #N/A
36 | 0 | 0 |  |  | 0 | 0 |  |  | 0 | 0 |  |  | 0.076 | #N/A | #N/A | #N/A | #N/A | #N/A | #N/A |  | #REF! | #REF! | #REF! | #N/A | #N/A | #N/A |  | #REF! | #REF! | #REF! | #N/A | #N/A | #N/A |  | #REF! | #REF! | #REF! | #N/A | #N/A | #N/A
37 | 0 | 0 |  |  | 0 | 0 |  |  | 0 | 0 |  |  | 0.078 | #N/A | #N/A | #N/A | #N/A | #N/A | #N/A |  | #REF! | #REF! | #REF! | #N/A | #N/A | #N/A |  | #REF! | #REF! | #REF! | #N/A | #N/A | #N/A |  | #REF! | #REF! | #REF! | #N/A | #N/A | #N/A
38 | 0 | 0 |  |  | 0 | 0 |  |  | 0 | 0 |  |  | 0.08 | #N/A | #N/A | #N/A | #N/A | #N/A | #N/A |  | #REF! | #REF! | #REF! | #N/A | #N/A | #N/A |  | #REF! | #REF! | #REF! | #N/A | #N/A | #N/A |  | #REF! | #REF! | #REF! | #N/A | #N/A | #N/A
39 | 0 | 0 |  |  | 0 | 0 |  |  | 0 | 0 |  |  | 0.082 | #N/A | #N/A | #N/A | #N/A | #N/A | #N/A |  | #REF! | #REF! | #REF! | #N/A | #N/A | #N/A |  | #REF! | #REF! | #REF! | #N/A | #N/A | #N/A |  | #REF! | #REF! | #REF! | #N/A | #N/A | #N/A
40 | 0 | 0 |  |  | 0 | 0 |  |  | 0 | 0 |  |  | 0.084 | #N/A | #N/A | #N/A | #N/A | #N/A | #N/A |  | #REF! | #REF! | #REF! | #N/A | #N/A | #N/A |  | #REF! | #REF! | #REF! | #N/A | #N/A | #N/A |  | #REF! | #REF! | #REF! | #N/A | #N/A | #N/A
41 | 0 | 0 |  |  | 0 | 0 |  |  | 0 | 0 |  |  | 0.086 | #N/A | #N/A | #N/A | #N/A | #N/A | #N/A |  | #REF! | #REF! | #REF! | #N/A | #N/A | #N/A |  | #REF! | #REF! | #REF! | #N/A | #N/A | #N/A |  | #REF! | #REF! | #REF! | #N/A | #N/A | #N/A
42 | 0 | 0 |  |  | 0 | 0 |  |  | 0 | 0 |  |  | 0.088 | #N/A | #N/A | #N/A | #N/A | #N/A | #N/A |  | #REF! | #REF! | #REF! | #N/A | #N/A | #N/A |  | #REF! | #REF! | #REF! | #N/A | #N/A | #N/A |  | #REF! | #REF! | #REF! | #N/A | #N/A | #N/A
43 | 0 | 0 |  |  | 0 | 0 |  |  | 0 | 0 |  |  | 0.09 | #N/A | #N/A | #N/A | #N/A | #N/A | #N/A |  | #REF! | #REF! | #REF! | #N/A | #N/A | #N/A |  | #REF! | #REF! | #REF! | #N/A | #N/A | #N/A |  | #REF! | #REF! | #REF! | #N/A | #N/A | #N/A
44 | 0 | 0 |  |  | 0 | 0 |  |  | 0 | 0 |  |  | 0.092 | #N/A | #N/A | #N/A | #N/A | #N/A | #N/A |  | #REF! | #REF! | #REF! | #N/A | #N/A | #N/A |  | #REF! | #REF! | #REF! | #N/A | #N/A | #N/A |  | #REF! | #REF! | #REF! | #N/A | #N/A | #N/A
45 | 0 | 0 |  |  | 0 | 0 |  |  | 0 | 0 |  |  | 0.094 | #N/A | #N/A | #N/A | #N/A | #N/A | #N/A |  | #REF! | #REF! | #REF! | #N/A | #N/A | #N/A |  | #REF! | #REF! | #REF! | #N/A | #N/A | #N/A |  | #REF! | #REF! | #REF! | #N/A | #N/A | #N/A
[13 empty] | 0.096 | #N/A | #N/A | #N/A | #N/A | #N/A | #N/A |  | #REF! | #REF! | #REF! | #N/A | #N/A | #N/A |  | #REF! | #REF! | #REF! | #N/A | #N/A | #N/A |  | #REF! | #REF! | #REF! | #N/A | #N/A | #N/A
[13 empty] | 0.098 | #N/A | #N/A | #N/A | #N/A | #N/A | #N/A |  | #REF! | #REF! | #REF! | #N/A | #N/A | #N/A |  | #REF! | #REF! | #REF! | #N/A | #N/A | #N/A |  | #REF! | #REF! | #REF! | #N/A | #N/A | #N/A
[13 empty] | 0.1 | #N/A | #N/A | #N/A | #N/A | #N/A | #N/A |  | #REF! | #REF! | #REF! | #N/A | #N/A | #N/A |  | #REF! | #REF! | #REF! | #N/A | #N/A | #N/A |  | #REF! | #REF! | #REF! | #N/A | #N/A | #N/A
[13 empty] | 0.105 | #N/A | #N/A | #N/A | #N/A | #N/A | #N/A |  | #REF! | #REF! | #REF! | #N/A | #N/A | #N/A |  | #REF! | #REF! | #REF! | #N/A | #N/A | #N/A |  | #REF! | #REF! | #REF! | #N/A | #N/A | #N/A
[13 empty] | 0.11 | #N/A | #N/A | #N/A | #N/A | #N/A | #N/A |  | #REF! | #REF! | #REF! | #N/A | #N/A | #N/A |  | #REF! | #REF! | #REF! | #N/A | #N/A | #N/A |  | #REF! | #REF! | #REF! | #N/A | #N/A | #N/A
[13 empty] | 0.115 | #N/A | #N/A | #N/A | #N/A | #N/A | #N/A |  | #REF! | #REF! | #REF! | #N/A | #N/A | #N/A |  | #REF! | #REF! | #REF! | #N/A | #N/A | #N/A |  | #REF! | #REF! | #REF! | #N/A | #N/A | #N/A
[13 empty] | 0.12 | #N/A | #N/A | #N/A | #N/A | #N/A | #N/A |  | #REF! | #REF! | #REF! | #N/A | #N/A | #N/A |  | #REF! | #REF! | #REF! | #N/A | #N/A | #N/A |  | #REF! | #REF! | #REF! | #N/A | #N/A | #N/A
[13 empty] | 0.125 | #N/A | #N/A | #N/A | #N/A | #N/A | #N/A |  | #REF! | #REF! | #REF! | #N/A | #N/A | #N/A |  | #REF! | #REF! | #REF! | #N/A | #N/A | #N/A |  | #REF! | #REF! | #REF! | #N/A | #N/A | #N/A
[13 empty] | 0.13 | #N/A | #N/A | #N/A | #N/A | #N/A | #N/A |  | #REF! | #REF! | #REF! | #N/A | #N/A | #N/A |  | #REF! | #REF! | #REF! | #N/A | #N/A | #N/A |  | #REF! | #REF! | #REF! | #N/A | #N/A | #N/A
[13 empty] | 0.135 | #N/A | #N/A | #N/A | #N/A | #N/A | #N/A |  | #REF! | #REF! | #REF! | #N/A | #N/A | #N/A |  | #REF! | #REF! | #REF! | #N/A | #N/A | #N/A |  | #REF! | #REF! | #REF! | #N/A | #N/A | #N/A
[13 empty] | 0.14 | #N/A | #N/A | #N/A | #N/A | #N/A | #N/A |  | #REF! | #REF! | #REF! | #N/A | #N/A | #N/A |  | #REF! | #REF! | #REF! | #N/A | #N/A | #N/A |  | #REF! | #REF! | #REF! | #N/A | #N/A | #N/A
[13 empty] | 0.15 | #N/A | #N/A | #N/A | #N/A | #N/A | #N/A |  | #REF! | #REF! | #REF! | #N/A | #N/A | #N/A |  | #REF! | #REF! | #REF! | #N/A | #N/A | #N/A |  | #REF! | #REF! | #REF! | #N/A | #N/A | #N/A
[13 empty] | 0.16 | #N/A | #N/A | #N/A | #N/A | #N/A | #N/A |  | #REF! | #REF! | #REF! | #N/A | #N/A | #N/A |  | #REF! | #REF! | #REF! | #N/A | #N/A | #N/A |  | #REF! | #REF! | #REF! | #N/A | #N/A | #N/A
[13 empty] | 0.17 | #N/A | #N/A | #N/A | #N/A | #N/A | #N/A |  | #REF! | #REF! | #REF! | #N/A | #N/A | #N/A |  | #REF! | #REF! | #REF! | #N/A | #N/A | #N/A |  | #REF! | #REF! | #REF! | #N/A | #N/A | #N/A
[13 empty] | 0.175 | #N/A | #N/A | #N/A | #N/A | #N/A | #N/A |  | #REF! | #REF! | #REF! | #N/A | #N/A | #N/A |  | #REF! | #REF! | #REF! | #N/A | #N/A | #N/A |  | #REF! | #REF! | #REF! | #N/A | #N/A | #N/A
[13 empty] | 0.18 | #N/A | #N/A | #N/A | #N/A | #N/A | #N/A |  | #REF! | #REF! | #REF! | #N/A | #N/A | #N/A |  | #REF! | #REF! | #REF! | #N/A | #N/A | #N/A |  | #REF! | #REF! | #REF! | #N/A | #N/A | #N/A
[13 empty] | 0.19 | #N/A | #N/A | #N/A | #N/A | #N/A | #N/A |  | #REF! | #REF! | #REF! | #N/A | #N/A | #N/A |  | #REF! | #REF! | #REF! | #N/A | #N/A | #N/A |  | #REF! | #REF! | #REF! | #N/A | #N/A | #N/A
[13 empty] | 0.2 | #N/A | #N/A | #N/A | #N/A | #N/A | #N/A |  | #REF! | #REF! | #REF! | #N/A | #N/A | #N/A |  | #REF! | #REF! | #REF! | #N/A | #N/A | #N/A |  | #REF! | #REF! | #REF! | #N/A | #N/A | #N/A
[13 empty] | 0.21 | #N/A | #N/A | #N/A | #N/A | #N/A | #N/A |  | #REF! | #REF! | #REF! | #N/A | #N/A | #N/A |  | #REF! | #REF! | #REF! | #N/A | #N/A | #N/A |  | #REF! | #REF! | #REF! | #N/A | #N/A | #N/A
[13 empty] | 0.22 | #N/A | #N/A | #N/A | #N/A | #N/A | #N/A |  | #REF! | #REF! | #REF! | #N/A | #N/A | #N/A |  | #REF! | #REF! | #REF! | #N/A | #N/A | #N/A |  | #REF! | #REF! | #REF! | #N/A | #N/A | #N/A
[13 empty] | 0.23 | #N/A | #N/A | #N/A | #N/A | #N/A | #N/A |  | #REF! | #REF! | #REF! | #N/A | #N/A | #N/A |  | #REF! | #REF! | #REF! | #N/A | #N/A | #N/A |  | #REF! | #REF! | #REF! | #N/A | #N/A | #N/A
[13 empty] | 0.24 | #N/A | #N/A | #N/A | #N/A | #N/A | #N/A |  | #REF! | #REF! | #REF! | #N/A | #N/A | #N/A |  | #REF! | #REF! | #REF! | #N/A | #N/A | #N/A |  | #REF! | #REF! | #REF! | #N/A | #N/A | #N/A
[13 empty] | 0.25 | #N/A | #N/A | #N/A | #N/A | #N/A | #N/A |  | #REF! | #REF! | #REF! | #N/A | #N/A | #N/A |  | #REF! | #REF! | #REF! | #N/A | #N/A | #N/A |  | #REF! | #REF! | #REF! | #N/A | #N/A | #N/A
[13 empty] | 0.26 | #N/A | #N/A | #N/A | #N/A | #N/A | #N/A |  | #REF! | #REF! | #REF! | #N/A | #N/A | #N/A |  | #REF! | #REF! | #REF! | #N/A | #N/A | #N/A |  | #REF! | #REF! | #REF! | #N/A | #N/A | #N/A
[13 empty] | 0.27 | #N/A | #N/A | #N/A | #N/A | #N/A | #N/A |  | #REF! | #REF! | #REF! | #N/A | #N/A | #N/A |  | #REF! | #REF! | #REF! | #N/A | #N/A | #N/A |  | #REF! | #REF! | #REF! | #N/A | #N/A | #N/A
[13 empty] | 0.28 | #N/A | #N/A | #N/A | #N/A | #N/A | #N/A |  | #REF! | #REF! | #REF! | #N/A | #N/A | #N/A |  | #REF! | #REF! | #REF! | #N/A | #N/A | #N/A |  | #REF! | #REF! | #REF! | #N/A | #N/A | #N/A
[13 empty] | 0.29 | #N/A | #N/A | #N/A | #N/A | #N/A | #N/A |  | #REF! | #REF! | #REF! | #N/A | #N/A | #N/A |  | #REF! | #REF! | #REF! | #N/A | #N/A | #N/A |  | #REF! | #REF! | #REF! | #N/A | #N/A | #N/A
[13 empty] | 0.3 | #N/A | #N/A | #N/A | #N/A | #N/A | #N/A |  | #REF! | #REF! | #REF! | #N/A | #N/A | #N/A |  | #REF! | #REF! | #REF! | #N/A | #N/A | #N/A |  | #REF! | #REF! | #REF! | #N/A | #N/A | #N/A
[13 empty] | 0.31 | #N/A | #N/A | #N/A | #N/A | #N/A | #N/A |  | #REF! | #REF! | #REF! | #N/A | #N/A | #N/A |  | #REF! | #REF! | #REF! | #N/A | #N/A | #N/A |  | #REF! | #REF! | #REF! | #N/A | #N/A | #N/A
[13 empty] | 0.32 | #N/A | #N/A | #N/A | #N/A | #N/A | #N/A |  | #REF! | #REF! | #REF! | #N/A | #N/A | #N/A |  | #REF! | #REF! | #REF! | #N/A | #N/A | #N/A |  | #REF! | #REF! | #REF! | #N/A | #N/A | #N/A
[13 empty] | 0.33 | #N/A | #N/A | #N/A | #N/A | #N/A | #N/A |  | #REF! | #REF! | #REF! | #N/A | #N/A | #N/A |  | #REF! | #REF! | #REF! | #N/A | #N/A | #N/A |  | #REF! | #REF! | #REF! | #N/A | #N/A | #N/A
[13 empty] | 0.34 | #N/A | #N/A | #N/A | #N/A | #N/A | #N/A |  | #REF! | #REF! | #REF! | #N/A | #N/A | #N/A |  | #REF! | #REF! | #REF! | #N/A | #N/A | #N/A |  | #REF! | #REF! | #REF! | #N/A | #N/A | #N/A
[13 empty] | 0.35 | #N/A | #N/A | #N/A | #N/A | #N/A | #N/A |  | #REF! | #REF! | #REF! | #N/A | #N/A | #N/A |  | #REF! | #REF! | #REF! | #N/A | #N/A | #N/A |  | #REF! | #REF! | #REF! | #N/A | #N/A | #N/A
[13 empty] | 0.36 | #N/A | #N/A | #N/A | #N/A | #N/A | #N/A |  | #REF! | #REF! | #REF! | #N/A | #N/A | #N/A |  | #REF! | #REF! | #REF! | #N/A | #N/A | #N/A |  | #REF! | #REF! | #REF! | #N/A | #N/A | #N/A
[13 empty] | 0.37 | #N/A | #N/A | #N/A | #N/A | #N/A | #N/A |  | #REF! | #REF! | #REF! | #N/A | #N/A | #N/A |  | #REF! | #REF! | #REF! | #N/A | #N/A | #N/A |  | #REF! | #REF! | #REF! | #N/A | #N/A | #N/A
[13 empty] | 0.38 | #N/A | #N/A | #N/A | #N/A | #N/A | #N/A |  | #REF! | #REF! | #REF! | #N/A | #N/A | #N/A |  | #REF! | #REF! | #REF! | #N/A | #N/A | #N/A |  | #REF! | #REF! | #REF! | #N/A | #N/A | #N/A
[13 empty] | 0.39 | #N/A | #N/A | #N/A | #N/A | #N/A | #N/A |  | #REF! | #REF! | #REF! | #N/A | #N/A | #N/A |  | #REF! | #REF! | #REF! | #N/A | #N/A | #N/A |  | #REF! | #REF! | #REF! | #N/A | #N/A | #N/A
[13 empty] | 0.4 | #N/A | #N/A | #N/A | #N/A | #N/A | #N/A |  | #REF! | #REF! | #REF! | #N/A | #N/A | #N/A |  | #REF! | #REF! | #REF! | #N/A | #N/A | #N/A |  | #REF! | #REF! | #REF! | #N/A | #N/A | #N/A
[13 empty] | 0.41 | #N/A | #N/A | #N/A | #N/A | #N/A | #N/A |  | #REF! | #REF! | #REF! | #N/A | #N/A | #N/A |  | #REF! | #REF! | #REF! | #N/A | #N/A | #N/A |  | #REF! | #REF! | #REF! | #N/A | #N/A | #N/A
[13 empty] | 0.42 | #N/A | #N/A | #N/A | #N/A | #N/A | #N/A |  | #REF! | #REF! | #REF! | #N/A | #N/A | #N/A |  | #REF! | #REF! | #REF! | #N/A | #N/A | #N/A |  | #REF! | #REF! | #REF! | #N/A | #N/A | #N/A
[13 empty] | 0.43 | #N/A | #N/A | #N/A | #N/A | #N/A | #N/A |  | #REF! | #REF! | #REF! | #N/A | #N/A | #N/A |  | #REF! | #REF! | #REF! | #N/A | #N/A | #N/A |  | #REF! | #REF! | #REF! | #N/A | #N/A | #N/A
[13 empty] | 0.44 | #N/A | #N/A | #N/A | #N/A | #N/A | #N/A |  | #REF! | #REF! | #REF! | #N/A | #N/A | #N/A |  | #REF! | #REF! | #REF! | #N/A | #N/A | #N/A |  | #REF! | #REF! | #REF! | #N/A | #N/A | #N/A
[13 empty] | 0.45 | #N/A | #N/A | #N/A | #N/A | #N/A | #N/A |  | #REF! | #REF! | #REF! | #N/A | #N/A | #N/A |  | #REF! | #REF! | #REF! | #N/A | #N/A | #N/A |  | #REF! | #REF! | #REF! | #N/A | #N/A | #N/A
[13 empty] | 0.46 | #N/A | #N/A | #N/A | #N/A | #N/A | #N/A |  | #REF! | #REF! | #REF! | #N/A | #N/A | #N/A |  | #REF! | #REF! | #REF! | #N/A | #N/A | #N/A |  | #REF! | #REF! | #REF! | #N/A | #N/A | #N/A
[13 empty] | 0.47 | #N/A | #N/A | #N/A | #N/A | #N/A | #N/A |  | #REF! | #REF! | #REF! | #N/A | #N/A | #N/A |  | #REF! | #REF! | #REF! | #N/A | #N/A | #N/A |  | #REF! | #REF! | #REF! | #N/A | #N/A | #N/A
[13 empty] | 0.48 | #N/A | #N/A | #N/A | #N/A | #N/A | #N/A |  | #REF! | #REF! | #REF! | #N/A | #N/A | #N/A |  | #REF! | #REF! | #REF! | #N/A | #N/A | #N/A |  | #REF! | #REF! | #REF! | #N/A | #N/A | #N/A
[13 empty] | 0.49 | #N/A | #N/A | #N/A | #N/A | #N/A | #N/A |  | #REF! | #REF! | #REF! | #N/A | #N/A | #N/A |  | #REF! | #REF! | #REF! | #N/A | #N/A | #N/A |  | #REF! | #REF! | #REF! | #N/A | #N/A | #N/A
[13 empty] | 0.5 | #N/A | #N/A | #N/A | #N/A | #N/A | #N/A |  | #REF! | #REF! | #REF! | #N/A | #N/A | #N/A |  | #REF! | #REF! | #REF! | #N/A | #N/A | #N/A |  | #REF! | #REF! | #REF! | #N/A | #N/A | #N/A
[13 empty] | 0.51 | #N/A | #N/A | #N/A | #N/A | #N/A | #N/A |  | #REF! | #REF! | #REF! | #N/A | #N/A | #N/A |  | #REF! | #REF! | #REF! | #N/A | #N/A | #N/A |  | #REF! | #REF! | #REF! | #N/A | #N/A | #N/A
[13 empty] | 0.52 | #N/A | #N/A | #N/A | #N/A | #N/A | #N/A |  | #REF! | #REF! | #REF! | #N/A | #N/A | #N/A |  | #REF! | #REF! | #REF! | #N/A | #N/A | #N/A |  | #REF! | #REF! | #REF! | #N/A | #N/A | #N/A
[13 empty] | 0.53 | #N/A | #N/A | #N/A | #N/A | #N/A | #N/A |  | #REF! | #REF! | #REF! | #N/A | #N/A | #N/A |  | #REF! | #REF! | #REF! | #N/A | #N/A | #N/A |  | #REF! | #REF! | #REF! | #N/A | #N/A | #N/A
[13 empty] | 0.54 | #N/A | #N/A | #N/A | #N/A | #N/A | #N/A |  | #REF! | #REF! | #REF! | #N/A | #N/A | #N/A |  | #REF! | #REF! | #REF! | #N/A | #N/A | #N/A |  | #REF! | #REF! | #REF! | #N/A | #N/A | #N/A
[13 empty] | 0.55 | #N/A | #N/A | #N/A | #N/A | #N/A | #N/A |  | #REF! | #REF! | #REF! | #N/A | #N/A | #N/A |  | #REF! | #REF! | #REF! | #N/A | #N/A | #N/A |  | #REF! | #REF! | #REF! | #N/A | #N/A | #N/A
[13 empty] | 0.6 | #N/A | #N/A | #N/A | #N/A | #N/A | #N/A |  | #REF! | #REF! | #REF! | #N/A | #N/A | #N/A |  | #REF! | #REF! | #REF! | #N/A | #N/A | #N/A |  | #REF! | #REF! | #REF! | #N/A | #N/A | #N/A
[13 empty] | 0.65 | #N/A | #N/A | #N/A | #N/A | #N/A | #N/A |  | #REF! | #REF! | #REF! | #N/A | #N/A | #N/A |  | #REF! | #REF! | #REF! | #N/A | #N/A | #N/A |  | #REF! | #REF! | #REF! | #N/A | #N/A | #N/A
[13 empty] | 0.7 | #N/A | #N/A | #N/A | #N/A | #N/A | #N/A |  | #REF! | #REF! | #REF! | #N/A | #N/A | #N/A |  | #REF! | #REF! | #REF! | #N/A | #N/A | #N/A |  | #REF! | #REF! | #REF! | #N/A | #N/A | #N/A
[13 empty] | 0.75 | #N/A | #N/A | #N/A | #N/A | #N/A | #N/A |  | #REF! | #REF! | #REF! | #N/A | #N/A | #N/A |  | #REF! | #REF! | #REF! | #N/A | #N/A | #N/A |  | #REF! | #REF! | #REF! | #N/A | #N/A | #N/A
[13 empty] | 0.8 | #N/A | #N/A | #N/A | #N/A | #N/A | #N/A |  | #REF! | #REF! | #REF! | #N/A | #N/A | #N/A |  | #REF! | #REF! | #REF! | #N/A | #N/A | #N/A |  | #REF! | #REF! | #REF! | #N/A | #N/A | #N/A
[13 empty] | 0.85 | #N/A | #N/A | #N/A | #N/A | #N/A | #N/A |  | #REF! | #REF! | #REF! | #N/A | #N/A | #N/A |  | #REF! | #REF! | #REF! | #N/A | #N/A | #N/A |  | #REF! | #REF! | #REF! | #N/A | #N/A | #N/A
[13 empty] | 0.9 | #N/A | #N/A | #N/A | #N/A | #N/A | #N/A |  | #REF! | #REF! | #REF! | #N/A | #N/A | #N/A |  | #REF! | #REF! | #REF! | #N/A | #N/A | #N/A |  | #REF! | #REF! | #REF! | #N/A | #N/A | #N/A
[13 empty] | 0.95 | #N/A | #N/A | #N/A | #N/A | #N/A | #N/A |  | #REF! | #REF! | #REF! | #N/A | #N/A | #N/A |  | #REF! | #REF! | #REF! | #N/A | #N/A | #N/A |  | #REF! | #REF! | #REF! | #N/A | #N/A | #N/A
[13 empty] | 1 | #N/A | #N/A | #N/A | #N/A | #N/A | #N/A |  | #REF! | #REF! | #REF! | #N/A | #N/A | #N/A |  | #REF! | #REF! | #REF! | #N/A | #N/A | #N/A |  | #REF! | #REF! | #REF! | #N/A | #N/A | #N/A
[13 empty] | 1.05 | #N/A | #N/A | #N/A | #N/A | #N/A | #N/A |  | #REF! | #REF! | #REF! | #N/A | #N/A | #N/A |  | #REF! | #REF! | #REF! | #N/A | #N/A | #N/A |  | #REF! | #REF! | #REF! | #N/A | #N/A | #N/A
[13 empty] | 1.1 | #N/A | #N/A | #N/A | #N/A | #N/A | #N/A |  | #REF! | #REF! | #REF! | #N/A | #N/A | #N/A |  | #REF! | #REF! | #REF! | #N/A | #N/A | #N/A |  | #REF! | #REF! | #REF! | #N/A | #N/A | #N/A
[13 empty] | 1.15 | #N/A | #N/A | #N/A | #N/A | #N/A | #N/A |  | #REF! | #REF! | #REF! | #N/A | #N/A | #N/A |  | #REF! | #REF! | #REF! | #N/A | #N/A | #N/A |  | #REF! | #REF! | #REF! | #N/A | #N/A | #N/A
[13 empty] | 1.2 | #N/A | #N/A | #N/A | #N/A | #N/A | #N/A |  | #REF! | #REF! | #REF! | #N/A | #N/A | #N/A |  | #REF! | #REF! | #REF! | #N/A | #N/A | #N/A |  | #REF! | #REF! | #REF! | #N/A | #N/A | #N/A
[13 empty] | 1.25 | #N/A | #N/A | #N/A | #N/A | #N/A | #N/A |  | #REF! | #REF! | #REF! | #N/A | #N/A | #N/A |  | #REF! | #REF! | #REF! | #N/A | #N/A | #N/A |  | #REF! | #REF! | #REF! | #N/A | #N/A | #N/A
[13 empty] | 1.3 | #N/A | #N/A | #N/A | #N/A | #N/A | #N/A |  | #REF! | #REF! | #REF! | #N/A | #N/A | #N/A |  | #REF! | #REF! | #REF! | #N/A | #N/A | #N/A |  | #REF! | #REF! | #REF! | #N/A | #N/A | #N/A
[13 empty] | 1.35 | #N/A | #N/A | #N/A | #N/A | #N/A | #N/A |  | #REF! | #REF! | #REF! | #N/A | #N/A | #N/A |  | #REF! | #REF! | #REF! | #N/A | #N/A | #N/A |  | #REF! | #REF! | #REF! | #N/A | #N/A | #N/A
[13 empty] | 1.4 | #N/A | #N/A | #N/A | #N/A | #N/A | #N/A |  | #REF! | #REF! | #REF! | #N/A | #N/A | #N/A |  | #REF! | #REF! | #REF! | #N/A | #N/A | #N/A |  | #REF! | #REF! | #REF! | #N/A | #N/A | #N/A
[13 empty] | 1.45 | #N/A | #N/A | #N/A | #N/A | #N/A | #N/A |  | #REF! | #REF! | #REF! | #N/A | #N/A | #N/A |  | #REF! | #REF! | #REF! | #N/A | #N/A | #N/A |  | #REF! | #REF! | #REF! | #N/A | #N/A | #N/A
[13 empty] | 1.5 | #N/A | #N/A | #N/A | #N/A | #N/A | #N/A |  | #REF! | #REF! | #REF! | #N/A | #N/A | #N/A |  | #REF! | #REF! | #REF! | #N/A | #N/A | #N/A |  | #REF! | #REF! | #REF! | #N/A | #N/A | #N/A
[13 empty] | 1.55 | #N/A | #N/A | #N/A | #N/A | #N/A | #N/A |  | #REF! | #REF! | #REF! | #N/A | #N/A | #N/A |  | #REF! | #REF! | #REF! | #N/A | #N/A | #N/A |  | #REF! | #REF! | #REF! | #N/A | #N/A | #N/A
[13 empty] | 1.6 | #N/A | #N/A | #N/A | #N/A | #N/A | #N/A |  | #REF! | #REF! | #REF! | #N/A | #N/A | #N/A |  | #REF! | #REF! | #REF! | #N/A | #N/A | #N/A |  | #REF! | #REF! | #REF! | #N/A | #N/A | #N/A
[13 empty] | 1.65 | #N/A | #N/A | #N/A | #N/A | #N/A | #N/A |  | #REF! | #REF! | #REF! | #N/A | #N/A | #N/A |  | #REF! | #REF! | #REF! | #N/A | #N/A | #N/A |  | #REF! | #REF! | #REF! | #N/A | #N/A | #N/A
[13 empty] | 1.7 | #N/A | #N/A | #N/A | #N/A | #N/A | #N/A |  | #REF! | #REF! | #REF! | #N/A | #N/A | #N/A |  | #REF! | #REF! | #REF! | #N/A | #N/A | #N/A |  | #REF! | #REF! | #REF! | #N/A | #N/A | #N/A
[13 empty] | 1.8 | #N/A | #N/A | #N/A | #N/A | #N/A | #N/A |  | #REF! | #REF! | #REF! | #N/A | #N/A | #N/A |  | #REF! | #REF! | #REF! | #N/A | #N/A | #N/A |  | #REF! | #REF! | #REF! | #N/A | #N/A | #N/A
[13 empty] | 1.9 | #N/A | #N/A | #N/A | #N/A | #N/A | #N/A |  | #REF! | #REF! | #REF! | #N/A | #N/A | #N/A |  | #REF! | #REF! | #REF! | #N/A | #N/A | #N/A |  | #REF! | #REF! | #REF! | #N/A | #N/A | #N/A
[13 empty] | 2 | #N/A | #N/A | #N/A | #N/A | #N/A | #N/A |  | #REF! | #REF! | #REF! | #N/A | #N/A | #N/A |  | #REF! | #REF! | #REF! | #N/A | #N/A | #N/A |  | #REF! | #REF! | #REF! | #N/A | #N/A | #N/A
[13 empty] | 2.1 | #N/A | #N/A | #N/A | #N/A | #N/A | #N/A |  | #REF! | #REF! | #REF! | #N/A | #N/A | #N/A |  | #REF! | #REF! | #REF! | #N/A | #N/A | #N/A |  | #REF! | #REF! | #REF! | #N/A | #N/A | #N/A
[13 empty] | 2.2 | #N/A | #N/A | #N/A | #N/A | #N/A | #N/A |  | #REF! | #REF! | #REF! | #N/A | #N/A | #N/A |  | #REF! | #REF! | #REF! | #N/A | #N/A | #N/A |  | #REF! | #REF! | #REF! | #N/A | #N/A | #N/A
[13 empty] | 2.3 | #N/A | #N/A | #N/A | #N/A | #N/A | #N/A |  | #REF! | #REF! | #REF! | #N/A | #N/A | #N/A |  | #REF! | #REF! | #REF! | #N/A | #N/A | #N/A |  | #REF! | #REF! | #REF! | #N/A | #N/A | #N/A
[13 empty] | 2.4 | #N/A | #N/A | #N/A | #N/A | #N/A | #N/A |  | #REF! | #REF! | #REF! | #N/A | #N/A | #N/A |  | #REF! | #REF! | #REF! | #N/A | #N/A | #N/A |  | #REF! | #REF! | #REF! | #N/A | #N/A | #N/A
[13 empty] | 2.5 | #N/A | #N/A | #N/A | #N/A | #N/A | #N/A |  | #REF! | #REF! | #REF! | #N/A | #N/A | #N/A |  | #REF! | #REF! | #REF! | #N/A | #N/A | #N/A |  | #REF! | #REF! | #REF! | #N/A | #N/A | #N/A
[13 empty] | 2.6 | #N/A | #N/A | #N/A | #N/A | #N/A | #N/A |  | #REF! | #REF! | #REF! | #N/A | #N/A | #N/A |  | #REF! | #REF! | #REF! | #N/A | #N/A | #N/A |  | #REF! | #REF! | #REF! | #N/A | #N/A | #N/A
[13 empty] | 2.7 | #N/A | #N/A | #N/A | #N/A | #N/A | #N/A |  | #REF! | #REF! | #REF! | #N/A | #N/A | #N/A |  | #REF! | #REF! | #REF! | #N/A | #N/A | #N/A |  | #REF! | #REF! | #REF! | #N/A | #N/A | #N/A
[13 empty] | 2.8 | #N/A | #N/A | #N/A | #N/A | #N/A | #N/A |  | #REF! | #REF! | #REF! | #N/A | #N/A | #N/A |  | #REF! | #REF! | #REF! | #N/A | #N/A | #N/A |  | #REF! | #REF! | #REF! | #N/A | #N/A | #N/A
[13 empty] | 2.9 | #N/A | #N/A | #N/A | #N/A | #N/A | #N/A |  | #REF! | #REF! | #REF! | #N/A | #N/A | #N/A |  | #REF! | #REF! | #REF! | #N/A | #N/A | #N/A |  | #REF! | #REF! | #REF! | #N/A | #N/A | #N/A
[13 empty] | 3 | #N/A | #N/A | #N/A | #N/A | #N/A | #N/A |  | #REF! | #REF! | #REF! | #N/A | #N/A | #N/A |  | #REF! | #REF! | #REF! | #N/A | #N/A | #N/A |  | #REF! | #REF! | #REF! | #N/A | #N/A | #N/A
[13 empty] | 3.1 | #N/A | #N/A | #N/A | #N/A | #N/A | #N/A |  | #REF! | #REF! | #REF! | #N/A | #N/A | #N/A |  | #REF! | #REF! | #REF! | #N/A | #N/A | #N/A |  | #REF! | #REF! | #REF! | #N/A | #N/A | #N/A
[13 empty] | 3.2 | #N/A | #N/A | #N/A | #N/A | #N/A | #N/A |  | #REF! | #REF! | #REF! | #N/A | #N/A | #N/A |  | #REF! | #REF! | #REF! | #N/A | #N/A | #N/A |  | #REF! | #REF! | #REF! | #N/A | #N/A | #N/A
[13 empty] | 3.3 | #N/A | #N/A | #N/A | #N/A | #N/A | #N/A |  | #REF! | #REF! | #REF! | #N/A | #N/A | #N/A |  | #REF! | #REF! | #REF! | #N/A | #N/A | #N/A |  | #REF! | #REF! | #REF! | #N/A | #N/A | #N/A
[13 empty] | 3.4 | #N/A | #N/A | #N/A | #N/A | #N/A | #N/A |  | #REF! | #REF! | #REF! | #N/A | #N/A | #N/A |  | #REF! | #REF! | #REF! | #N/A | #N/A | #N/A |  | #REF! | #REF! | #REF! | #N/A | #N/A | #N/A
[13 empty] | 3.5 | #N/A | #N/A | #N/A | #N/A | #N/A | #N/A |  | #REF! | #REF! | #REF! | #N/A | #N/A | #N/A |  | #REF! | #REF! | #REF! | #N/A | #N/A | #N/A |  | #REF! | #REF! | #REF! | #N/A | #N/A | #N/A
[13 empty] | 3.6 | #N/A | #N/A | #N/A | #N/A | #N/A | #N/A |  | #REF! | #REF! | #REF! | #N/A | #N/A | #N/A |  | #REF! | #REF! | #REF! | #N/A | #N/A | #N/A |  | #REF! | #REF! | #REF! | #N/A | #N/A | #N/A
[13 empty] | 3.7 | #N/A | #N/A | #N/A | #N/A | #N/A | #N/A |  | #REF! | #REF! | #REF! | #N/A | #N/A | #N/A |  | #REF! | #REF! | #REF! | #N/A | #N/A | #N/A |  | #REF! | #REF! | #REF! | #N/A | #N/A | #N/A
[13 empty] | 3.8 | #N/A | #N/A | #N/A | #N/A | #N/A | #N/A |  | #REF! | #REF! | #REF! | #N/A | #N/A | #N/A |  | #REF! | #REF! | #REF! | #N/A | #N/A | #N/A |  | #REF! | #REF! | #REF! | #N/A | #N/A | #N/A
[13 empty] | 3.9 | #N/A | #N/A | #N/A | #N/A | #N/A | #N/A |  | #REF! | #REF! | #REF! | #N/A | #N/A | #N/A |  | #REF! | #REF! | #REF! | #N/A | #N/A | #N/A |  | #REF! | #REF! | #REF! | #N/A | #N/A | #N/A
[13 empty] | 4 | #N/A | #N/A | #N/A | #N/A | #N/A | #N/A |  | #REF! | #REF! | #REF! | #N/A | #N/A | #N/A |  | #REF! | #REF! | #REF! | #N/A | #N/A | #N/A |  | #REF! | #REF! | #REF! | #N/A | #N/A | #N/A
[13 empty] | 4.1 | #N/A | #N/A | #N/A | #N/A | #N/A | #N/A |  | #REF! | #REF! | #REF! | #N/A | #N/A | #N/A |  | #REF! | #REF! | #REF! | #N/A | #N/A | #N/A |  | #REF! | #REF! | #REF! | #N/A | #N/A | #N/A
[13 empty] | 4.2 | #N/A | #N/A | #N/A | #N/A | #N/A | #N/A |  | #REF! | #REF! | #REF! | #N/A | #N/A | #N/A |  | #REF! | #REF! | #REF! | #N/A | #N/A | #N/A |  | #REF! | #REF! | #REF! | #N/A | #N/A | #N/A
[13 empty] | 4.3 | #N/A | #N/A | #N/A | #N/A | #N/A | #N/A |  | #REF! | #REF! | #REF! | #N/A | #N/A | #N/A |  | #REF! | #REF! | #REF! | #N/A | #N/A | #N/A |  | #REF! | #REF! | #REF! | #N/A | #N/A | #N/A
[13 empty] | 4.4 | #N/A | #N/A | #N/A | #N/A | #N/A | #N/A |  | #REF! | #REF! | #REF! | #N/A | #N/A | #N/A |  | #REF! | #REF! | #REF! | #N/A | #N/A | #N/A |  | #REF! | #REF! | #REF! | #N/A | #N/A | #N/A
[13 empty] | 4.5 | #N/A | #N/A | #N/A | #N/A | #N/A | #N/A |  | #REF! | #REF! | #REF! | #N/A | #N/A | #N/A |  | #REF! | #REF! | #REF! | #N/A | #N/A | #N/A |  | #REF! | #REF! | #REF! | #N/A | #N/A | #N/A
[13 empty] | 4.6 | #N/A | #N/A | #N/A | #N/A | #N/A | #N/A |  | #REF! | #REF! | #REF! | #N/A | #N/A | #N/A |  | #REF! | #REF! | #REF! | #N/A | #N/A | #N/A |  | #REF! | #REF! | #REF! | #N/A | #N/A | #N/A
[13 empty] | 4.7 | #N/A | #N/A | #N/A | #N/A | #N/A | #N/A |  | #REF! | #REF! | #REF! | #N/A | #N/A | #N/A |  | #REF! | #REF! | #REF! | #N/A | #N/A | #N/A |  | #REF! | #REF! | #REF! | #N/A | #N/A | #N/A
[13 empty] | 4.8 | #N/A | #N/A | #N/A | #N/A | #N/A | #N/A |  | #REF! | #REF! | #REF! | #N/A | #N/A | #N/A |  | #REF! | #REF! | #REF! | #N/A | #N/A | #N/A |  | #REF! | #REF! | #REF! | #N/A | #N/A | #N/A
[13 empty] | 4.9 | #N/A | #N/A | #N/A | #N/A | #N/A | #N/A |  | #REF! | #REF! | #REF! | #N/A | #N/A | #N/A |  | #REF! | #REF! | #REF! | #N/A | #N/A | #N/A |  | #REF! | #REF! | #REF! | #N/A | #N/A | #N/A
[13 empty] | 5 | #N/A | #N/A | #N/A | #N/A | #N/A | #N/A |  | #REF! | #REF! | #REF! | #N/A | #N/A | #N/A |  | #REF! | #REF! | #REF! | #N/A | #N/A | #N/A |  | #REF! | #REF! | #REF! | #N/A | #N/A | #N/A
[13 empty] | 5.1 | #N/A | #N/A | #N/A | #N/A | #N/A | #N/A |  | #REF! | #REF! | #REF! | #N/A | #N/A | #N/A |  | #REF! | #REF! | #REF! | #N/A | #N/A | #N/A |  | #REF! | #REF! | #REF! | #N/A | #N/A | #N/A
[13 empty] | 5.2 | #N/A | #N/A | #N/A | #N/A | #N/A | #N/A |  | #REF! | #REF! | #REF! | #N/A | #N/A | #N/A |  | #REF! | #REF! | #REF! | #N/A | #N/A | #N/A |  | #REF! | #REF! | #REF! | #N/A | #N/A | #N/A
[13 empty] | 5.3 | #N/A | #N/A | #N/A | #N/A | #N/A | #N/A |  | #REF! | #REF! | #REF! | #N/A | #N/A | #N/A |  | #REF! | #REF! | #REF! | #N/A | #N/A | #N/A |  | #REF! | #REF! | #REF! | #N/A | #N/A | #N/A
[13 empty] | 5.4 | #N/A | #N/A | #N/A | #N/A | #N/A | #N/A |  | #REF! | #REF! | #REF! | #N/A | #N/A | #N/A |  | #REF! | #REF! | #REF! | #N/A | #N/A | #N/A |  | #REF! | #REF! | #REF! | #N/A | #N/A | #N/A
[13 empty] | 5.5 | #N/A | #N/A | #N/A | #N/A | #N/A | #N/A |  | #REF! | #REF! | #REF! | #N/A | #N/A | #N/A |  | #REF! | #REF! | #REF! | #N/A | #N/A | #N/A |  | #REF! | #REF! | #REF! | #N/A | #N/A | #N/A
[13 empty] | 5.6 | #N/A | #N/A | #N/A | #N/A | #N/A | #N/A |  | #REF! | #REF! | #REF! | #N/A | #N/A | #N/A |  | #REF! | #REF! | #REF! | #N/A | #N/A | #N/A |  | #REF! | #REF! | #REF! | #N/A | #N/A | #N/A
[13 empty] | 5.7 | #N/A | #N/A | #N/A | #N/A | #N/A | #N/A |  | #REF! | #REF! | #REF! | #N/A | #N/A | #N/A |  | #REF! | #REF! | #REF! | #N/A | #N/A | #N/A |  | #REF! | #REF! | #REF! | #N/A | #N/A | #N/A
[13 empty] | 5.8 | #N/A | #N/A | #N/A | #N/A | #N/A | #N/A |  | #REF! | #REF! | #REF! | #N/A | #N/A | #N/A |  | #REF! | #REF! | #REF! | #N/A | #N/A | #N/A |  | #REF! | #REF! | #REF! | #N/A | #N/A | #N/A
[13 empty] | 5.9 | #N/A | #N/A | #N/A | #N/A | #N/A | #N/A |  | #REF! | #REF! | #REF! | #N/A | #N/A | #N/A |  | #REF! | #REF! | #REF! | #N/A | #N/A | #N/A |  | #REF! | #REF! | #REF! | #N/A | #N/A | #N/A
[13 empty] | 6 | #N/A | #N/A | #N/A | #N/A | #N/A | #N/A |  | #REF! | #REF! | #REF! | #N/A | #N/A | #N/A |  | #REF! | #REF! | #REF! | #N/A | #N/A | #N/A |  | #REF! | #REF! | #REF! | #N/A | #N/A | #N/A
[13 empty] | 6.1 | #N/A | #N/A | #N/A | #N/A | #N/A | #N/A |  | #REF! | #REF! | #REF! | #N/A | #N/A | #N/A |  | #REF! | #REF! | #REF! | #N/A | #N/A | #N/A |  | #REF! | #REF! | #REF! | #N/A | #N/A | #N/A
[13 empty] | 6.2 | #N/A | #N/A | #N/A | #N/A | #N/A | #N/A |  | #REF! | #REF! | #REF! | #N/A | #N/A | #N/A |  | #REF! | #REF! | #REF! | #N/A | #N/A | #N/A |  | #REF! | #REF! | #REF! | #N/A | #N/A | #N/A
[13 empty] | 6.3 | #N/A | #N/A | #N/A | #N/A | #N/A | #N/A |  | #REF! | #REF! | #REF! | #N/A | #N/A | #N/A |  | #REF! | #REF! | #REF! | #N/A | #N/A | #N/A |  | #REF! | #REF! | #REF! | #N/A | #N/A | #N/A
[13 empty] | 6.4 | #N/A | #N/A | #N/A | #N/A | #N/A | #N/A |  | #REF! | #REF! | #REF! | #N/A | #N/A | #N/A |  | #REF! | #REF! | #REF! | #N/A | #N/A | #N/A |  | #REF! | #REF! | #REF! | #N/A | #N/A | #N/A
[13 empty] | 6.5 | #N/A | #N/A | #N/A | #N/A | #N/A | #N/A |  | #REF! | #REF! | #REF! | #N/A | #N/A | #N/A |  | #REF! | #REF! | #REF! | #N/A | #N/A | #N/A |  | #REF! | #REF! | #REF! | #N/A | #N/A | #N/A

## led1 (hidden)
[5 empty] | Calculated Values |  | Calculations
Values from CHARACTERIZE tab |  |  | Index | Current | Vf | %LF | Voltage | Power | Flux | Efficacy | %LF | lm/$ | $/lm | ¢/lm | # of LEDs | SYS Power | SYS lm total | SYS lm per LED | SYS lm/W | SYS $ | Tj (ºC) | Tsp (ºC) | Max HS Rth | Min HS in² | Min HS mm² | Power for Temperature Calculations | LF degradation factor due to temperature | Lumens (not rounded) | Voltage (not rounded)
Model | 1 |  | 0 | 0 |  |  | 0 | 0 | 0 | 0 | 0 | 0 | 0 | 0 | 0 | 0 | 0 | 0 | 0 | 0 | 0 | 0 | 0 | 0 | 0 | 0
Flux Bin | 1 |  | 1 | 0.01 | 0 | 0 | #N/A | #N/A | #N/A | #N/A | #N/A | #N/A | #N/A | #N/A | #N/A | #N/A | #N/A | #N/A | #N/A | #N/A | #N/A | #N/A | #N/A | #N/A | #N/A | 0 | #N/A | #N/A | #N/A
Flux | 0 |  | 2 | 0.012 | 0 | 0 | #N/A | #N/A | #N/A | #N/A | #N/A | #N/A | #N/A | #N/A | #N/A | #N/A | #N/A | #N/A | #N/A | #N/A | #N/A | #N/A | #N/A | #N/A | #N/A | 0 | #N/A | #N/A | #N/A
Price | 0 |  | 3 | 0.014 | 0 | 0 | #N/A | #N/A | #N/A | #N/A | #N/A | #N/A | #N/A | #N/A | #N/A | #N/A | #N/A | #N/A | #N/A | #N/A | #N/A | #N/A | #N/A | #N/A | #N/A | 0 | #N/A | #N/A | #N/A
Multiple | 1 |  | 4 | 0.016 | 0 | 0 | #N/A | #N/A | #N/A | #N/A | #N/A | #N/A | #N/A | #N/A | #N/A | #N/A | #N/A | #N/A | #N/A | #N/A | #N/A | #N/A | #N/A | #N/A | #N/A | 0 | #N/A | #N/A | #N/A
T Type | 2 |  | 5 | 0.018 | 0 | 0 | #N/A | #N/A | #N/A | #N/A | #N/A | #N/A | #N/A | #N/A | #N/A | #N/A | #N/A | #N/A | #N/A | #N/A | #N/A | #N/A | #N/A | #N/A | #N/A | 0 | #N/A | #N/A | #N/A
T Value | 25 |  | 6 | 0.02 | 0 | 0 | #N/A | #N/A | #N/A | #N/A | #N/A | #N/A | #N/A | #N/A | #N/A | #N/A | #N/A | #N/A | #N/A | #N/A | #N/A | #N/A | #N/A | #N/A | #N/A | 0 | #N/A | #N/A | #N/A
Rth pcb | 4 |  | 7 | 0.022 | 0 | 0 | #N/A | #N/A | #N/A | #N/A | #N/A | #N/A | #N/A | #N/A | #N/A | #N/A | #N/A | #N/A | #N/A | #N/A | #N/A | #N/A | #N/A | #N/A | #N/A | 0 | #N/A | #N/A | #N/A
Rth pcb-hs | 1 |  | 8 | 0.024 | 0 | 0 | #N/A | #N/A | #N/A | #N/A | #N/A | #N/A | #N/A | #N/A | #N/A | #N/A | #N/A | #N/A | #N/A | #N/A | #N/A | #N/A | #N/A | #N/A | #N/A | 0 | #N/A | #N/A | #N/A
Rth hs | 2 |  | 9 | 0.026 | 0 | 0 | #N/A | #N/A | #N/A | #N/A | #N/A | #N/A | #N/A | #N/A | #N/A | #N/A | #N/A | #N/A | #N/A | #N/A | #N/A | #N/A | #N/A | #N/A | #N/A | 0 | #N/A | #N/A | #N/A
Ta | 0 |  | 10 | 0.028 | 0 | 0 | #N/A | #N/A | #N/A | #N/A | #N/A | #N/A | #N/A | #N/A | #N/A | #N/A | #N/A | #N/A | #N/A | #N/A | #N/A | #N/A | #N/A | #N/A | #N/A | 0 | #N/A | #N/A | #N/A
Max Tsp | 0 |  | 11 | 0.03 | 0 | 0 | #N/A | #N/A | #N/A | #N/A | #N/A | #N/A | #N/A | #N/A | #N/A | #N/A | #N/A | #N/A | #N/A | #N/A | #N/A | #N/A | #N/A | #N/A | #N/A | 0 | #N/A | #N/A | #N/A
Max Tj | 0 |  | 12 | 0.032 | 0 | 0 | #N/A | #N/A | #N/A | #N/A | #N/A | #N/A | #N/A | #N/A | #N/A | #N/A | #N/A | #N/A | #N/A | #N/A | #N/A | #N/A | #N/A | #N/A | #N/A | 0 | #N/A | #N/A | #N/A
DeltaVf | 0 |  | 13 | 0.034 | 0 | 0 | #N/A | #N/A | #N/A | #N/A | #N/A | #N/A | #N/A | #N/A | #N/A | #N/A | #N/A | #N/A | #N/A | #N/A | #N/A | #N/A | #N/A | #N/A | #N/A | 0 | #N/A | #N/A | #N/A
Values from MODELS database |  |  | 14 | 0.036 | 0 | 0 | #N/A | #N/A | #N/A | #N/A | #N/A | #N/A | #N/A | #N/A | #N/A | #N/A | #N/A | #N/A | #N/A | #N/A | #N/A | #N/A | #N/A | #N/A | #N/A | 0 | #N/A | #N/A | #N/A
Current |  |  | 15 | 0.038 | 0 | 0 | #N/A | #N/A | #N/A | #N/A | #N/A | #N/A | #N/A | #N/A | #N/A | #N/A | #N/A | #N/A | #N/A | #N/A | #N/A | #N/A | #N/A | #N/A | #N/A | 0 | #N/A | #N/A | #N/A
Min | 0 | 1 | 16 | 0.04 | 0 | 0 | #N/A | #N/A | #N/A | #N/A | #N/A | #N/A | #N/A | #N/A | #N/A | #N/A | #N/A | #N/A | #N/A | #N/A | #N/A | #N/A | #N/A | #N/A | #N/A | 0 | #N/A | #N/A | #N/A
Max | 0 | 2 | 17 | 0.042 | 0 | 0 | #N/A | #N/A | #N/A | #N/A | #N/A | #N/A | #N/A | #N/A | #N/A | #N/A | #N/A | #N/A | #N/A | #N/A | #N/A | #N/A | #N/A | #N/A | #N/A | 0 | #N/A | #N/A | #N/A
%LF |  |  | 18 | 0.044 | 0 | 0 | #N/A | #N/A | #N/A | #N/A | #N/A | #N/A | #N/A | #N/A | #N/A | #N/A | #N/A | #N/A | #N/A | #N/A | #N/A | #N/A | #N/A | #N/A | #N/A | 0 | #N/A | #N/A | #N/A
x^3 | 0 | 3 | 19 | 0.046 | 0 | 0 | #N/A | #N/A | #N/A | #N/A | #N/A | #N/A | #N/A | #N/A | #N/A | #N/A | #N/A | #N/A | #N/A | #N/A | #N/A | #N/A | #N/A | #N/A | #N/A | 0 | #N/A | #N/A | #N/A
x^2 | 0 | 4 | 20 | 0.048 | 0 | 0 | #N/A | #N/A | #N/A | #N/A | #N/A | #N/A | #N/A | #N/A | #N/A | #N/A | #N/A | #N/A | #N/A | #N/A | #N/A | #N/A | #N/A | #N/A | #N/A | 0 | #N/A | #N/A | #N/A
x | 0 | 5 | 21 | 0.05 | 0 | 0 | #N/A | #N/A | #N/A | #N/A | #N/A | #N/A | #N/A | #N/A | #N/A | #N/A | #N/A | #N/A | #N/A | #N/A | #N/A | #N/A | #N/A | #N/A | #N/A | 0 | #N/A | #N/A | #N/A
a | 0 | 6 | 22 | 0.052 | 0 | 0 | #N/A | #N/A | #N/A | #N/A | #N/A | #N/A | #N/A | #N/A | #N/A | #N/A | #N/A | #N/A | #N/A | #N/A | #N/A | #N/A | #N/A | #N/A | #N/A | 0 | #N/A | #N/A | #N/A
Vf |  |  | 23 | 0.054 | 0 | 0 | #N/A | #N/A | #N/A | #N/A | #N/A | #N/A | #N/A | #N/A | #N/A | #N/A | #N/A | #N/A | #N/A | #N/A | #N/A | #N/A | #N/A | #N/A | #N/A | 0 | #N/A | #N/A | #N/A
x^3 | 0 | 7 | 24 | 0.056 | 0 | 0 | #N/A | #N/A | #N/A | #N/A | #N/A | #N/A | #N/A | #N/A | #N/A | #N/A | #N/A | #N/A | #N/A | #N/A | #N/A | #N/A | #N/A | #N/A | #N/A | 0 | #N/A | #N/A | #N/A
x^2 | 0 | 8 | 25 | 0.058 | 0 | 0 | #N/A | #N/A | #N/A | #N/A | #N/A | #N/A | #N/A | #N/A | #N/A | #N/A | #N/A | #N/A | #N/A | #N/A | #N/A | #N/A | #N/A | #N/A | #N/A | 0 | #N/A | #N/A | #N/A
x | 0 | 9 | 26 | 0.06 | 0 | 0 | #N/A | #N/A | #N/A | #N/A | #N/A | #N/A | #N/A | #N/A | #N/A | #N/A | #N/A | #N/A | #N/A | #N/A | #N/A | #N/A | #N/A | #N/A | #N/A | 0 | #N/A | #N/A | #N/A
a | 0 | 10 | 27 | 0.062 | 0 | 0 | #N/A | #N/A | #N/A | #N/A | #N/A | #N/A | #N/A | #N/A | #N/A | #N/A | #N/A | #N/A | #N/A | #N/A | #N/A | #N/A | #N/A | #N/A | #N/A | 0 | #N/A | #N/A | #N/A
Thermal |  |  | 28 | 0.064 | 0 | 0 | #N/A | #N/A | #N/A | #N/A | #N/A | #N/A | #N/A | #N/A | #N/A | #N/A | #N/A | #N/A | #N/A | #N/A | #N/A | #N/A | #N/A | #N/A | #N/A | 0 | #N/A | #N/A | #N/A
%LF vs Tj Slope | 0 | 11 | 29 | 0.065 | 0 | 0 | #N/A | #N/A | #N/A | #N/A | #N/A | #N/A | #N/A | #N/A | #N/A | #N/A | #N/A | #N/A | #N/A | #N/A | #N/A | #N/A | #N/A | #N/A | #N/A | 0 | #N/A | #N/A | #N/A
Tj @ 100% LF | 0 | 12 | 30 | 0.066 | 0 | 0 | #N/A | #N/A | #N/A | #N/A | #N/A | #N/A | #N/A | #N/A | #N/A | #N/A | #N/A | #N/A | #N/A | #N/A | #N/A | #N/A | #N/A | #N/A | #N/A | 0 | #N/A | #N/A | #N/A
Temp Coeff of V | 0 | 13 | 31 | 0.068 | 0 | 0 | #N/A | #N/A | #N/A | #N/A | #N/A | #N/A | #N/A | #N/A | #N/A | #N/A | #N/A | #N/A | #N/A | #N/A | #N/A | #N/A | #N/A | #N/A | #N/A | 0 | #N/A | #N/A | #N/A
Thermal Resistance | 0 | 14 | 32 | 0.07 | 0 | 0 | #N/A | #N/A | #N/A | #N/A | #N/A | #N/A | #N/A | #N/A | #N/A | #N/A | #N/A | #N/A | #N/A | #N/A | #N/A | #N/A | #N/A | #N/A | #N/A | 0 | #N/A | #N/A | #N/A
|  |  | 33 | 0.072 | 0 | 0 | #N/A | #N/A | #N/A | #N/A | #N/A | #N/A | #N/A | #N/A | #N/A | #N/A | #N/A | #N/A | #N/A | #N/A | #N/A | #N/A | #N/A | #N/A | #N/A | 0 | #N/A | #N/A | #N/A
|  |  | 34 | 0.074 | 0 | 0 | #N/A | #N/A | #N/A | #N/A | #N/A | #N/A | #N/A | #N/A | #N/A | #N/A | #N/A | #N/A | #N/A | #N/A | #N/A | #N/A | #N/A | #N/A | #N/A | 0 | #N/A | #N/A | #N/A
|  |  | 35 | 0.075 | 0 | 0 | #N/A | #N/A | #N/A | #N/A | #N/A | #N/A | #N/A | #N/A | #N/A | #N/A | #N/A | #N/A | #N/A | #N/A | #N/A | #N/A | #N/A | #N/A | #N/A | 0 | #N/A | #N/A | #N/A
Thermal Mode | 2 |  | 36 | 0.076 | 0 | 0 | #N/A | #N/A | #N/A | #N/A | #N/A | #N/A | #N/A | #N/A | #N/A | #N/A | #N/A | #N/A | #N/A | #N/A | #N/A | #N/A | #N/A | #N/A | #N/A | 0 | #N/A | #N/A | #N/A
| Tj (ºC) |  | 37 | 0.078 | 0 | 0 | #N/A | #N/A | #N/A | #N/A | #N/A | #N/A | #N/A | #N/A | #N/A | #N/A | #N/A | #N/A | #N/A | #N/A | #N/A | #N/A | #N/A | #N/A | #N/A | 0 | #N/A | #N/A | #N/A
| Tsp (ºC) |  | 38 | 0.08 | 0 | 0 | #N/A | #N/A | #N/A | #N/A | #N/A | #N/A | #N/A | #N/A | #N/A | #N/A | #N/A | #N/A | #N/A | #N/A | #N/A | #N/A | #N/A | #N/A | #N/A | 0 | #N/A | #N/A | #N/A
|  |  | 39 | 0.082 | 0 | 0 | #N/A | #N/A | #N/A | #N/A | #N/A | #N/A | #N/A | #N/A | #N/A | #N/A | #N/A | #N/A | #N/A | #N/A | #N/A | #N/A | #N/A | #N/A | #N/A | 0 | #N/A | #N/A | #N/A
|  |  | 40 | 0.084 | 0 | 0 | #N/A | #N/A | #N/A | #N/A | #N/A | #N/A | #N/A | #N/A | #N/A | #N/A | #N/A | #N/A | #N/A | #N/A | #N/A | #N/A | #N/A | #N/A | #N/A | 0 | #N/A | #N/A | #N/A
|  |  | 41 | 0.086 | 0 | 0 | #N/A | #N/A | #N/A | #N/A | #N/A | #N/A | #N/A | #N/A | #N/A | #N/A | #N/A | #N/A | #N/A | #N/A | #N/A | #N/A | #N/A | #N/A | #N/A | 0 | #N/A | #N/A | #N/A
|  |  | 42 | 0.088 | 0 | 0 | #N/A | #N/A | #N/A | #N/A | #N/A | #N/A | #N/A | #N/A | #N/A | #N/A | #N/A | #N/A | #N/A | #N/A | #N/A | #N/A | #N/A | #N/A | #N/A | 0 | #N/A | #N/A | #N/A
|  |  | 43 | 0.09 | 0 | 0 | #N/A | #N/A | #N/A | #N/A | #N/A | #N/A | #N/A | #N/A | #N/A | #N/A | #N/A | #N/A | #N/A | #N/A | #N/A | #N/A | #N/A | #N/A | #N/A | 0 | #N/A | #N/A | #N/A
|  |  | 44 | 0.092 | 0 | 0 | #N/A | #N/A | #N/A | #N/A | #N/A | #N/A | #N/A | #N/A | #N/A | #N/A | #N/A | #N/A | #N/A | #N/A | #N/A | #N/A | #N/A | #N/A | #N/A | 0 | #N/A | #N/A | #N/A
|  |  | 45 | 0.094 | 0 | 0 | #N/A | #N/A | #N/A | #N/A | #N/A | #N/A | #N/A | #N/A | #N/A | #N/A | #N/A | #N/A | #N/A | #N/A | #N/A | #N/A | #N/A | #N/A | #N/A | 0 | #N/A | #N/A | #N/A
|  |  | 46 | 0.096 | 0 | 0 | #N/A | #N/A | #N/A | #N/A | #N/A | #N/A | #N/A | #N/A | #N/A | #N/A | #N/A | #N/A | #N/A | #N/A | #N/A | #N/A | #N/A | #N/A | #N/A | 0 | #N/A | #N/A | #N/A
|  |  | 47 | 0.098 | 0 | 0 | #N/A | #N/A | #N/A | #N/A | #N/A | #N/A | #N/A | #N/A | #N/A | #N/A | #N/A | #N/A | #N/A | #N/A | #N/A | #N/A | #N/A | #N/A | #N/A | 0 | #N/A | #N/A | #N/A
|  |  | 48 | 0.1 | 0 | 0 | #N/A | #N/A | #N/A | #N/A | #N/A | #N/A | #N/A | #N/A | #N/A | #N/A | #N/A | #N/A | #N/A | #N/A | #N/A | #N/A | #N/A | #N/A | #N/A | 0 | #N/A | #N/A | #N/A
|  |  | 49 | 0.105 | 0 | 0 | #N/A | #N/A | #N/A | #N/A | #N/A | #N/A | #N/A | #N/A | #N/A | #N/A | #N/A | #N/A | #N/A | #N/A | #N/A | #N/A | #N/A | #N/A | #N/A | 0 | #N/A | #N/A | #N/A
|  |  | 50 | 0.11 | 0 | 0 | #N/A | #N/A | #N/A | #N/A | #N/A | #N/A | #N/A | #N/A | #N/A | #N/A | #N/A | #N/A | #N/A | #N/A | #N/A | #N/A | #N/A | #N/A | #N/A | 0 | #N/A | #N/A | #N/A
|  |  | 51 | 0.115 | 0 | 0 | #N/A | #N/A | #N/A | #N/A | #N/A | #N/A | #N/A | #N/A | #N/A | #N/A | #N/A | #N/A | #N/A | #N/A | #N/A | #N/A | #N/A | #N/A | #N/A | 0 | #N/A | #N/A | #N/A
|  |  | 52 | 0.12 | 0 | 0 | #N/A | #N/A | #N/A | #N/A | #N/A | #N/A | #N/A | #N/A | #N/A | #N/A | #N/A | #N/A | #N/A | #N/A | #N/A | #N/A | #N/A | #N/A | #N/A | 0 | #N/A | #N/A | #N/A
|  |  | 53 | 0.125 | 0 | 0 | #N/A | #N/A | #N/A | #N/A | #N/A | #N/A | #N/A | #N/A | #N/A | #N/A | #N/A | #N/A | #N/A | #N/A | #N/A | #N/A | #N/A | #N/A | #N/A | 0 | #N/A | #N/A | #N/A
|  |  | 54 | 0.13 | 0 | 0 | #N/A | #N/A | #N/A | #N/A | #N/A | #N/A | #N/A | #N/A | #N/A | #N/A | #N/A | #N/A | #N/A | #N/A | #N/A | #N/A | #N/A | #N/A | #N/A | 0 | #N/A | #N/A | #N/A
|  |  | 55 | 0.135 | 0 | 0 | #N/A | #N/A | #N/A | #N/A | #N/A | #N/A | #N/A | #N/A | #N/A | #N/A | #N/A | #N/A | #N/A | #N/A | #N/A | #N/A | #N/A | #N/A | #N/A | 0 | #N/A | #N/A | #N/A
|  |  | 56 | 0.14 | 0 | 0 | #N/A | #N/A | #N/A | #N/A | #N/A | #N/A | #N/A | #N/A | #N/A | #N/A | #N/A | #N/A | #N/A | #N/A | #N/A | #N/A | #N/A | #N/A | #N/A | 0 | #N/A | #N/A | #N/A
|  |  | 57 | 0.15 | 0 | 0 | #N/A | #N/A | #N/A | #N/A | #N/A | #N/A | #N/A | #N/A | #N/A | #N/A | #N/A | #N/A | #N/A | #N/A | #N/A | #N/A | #N/A | #N/A | #N/A | 0 | #N/A | #N/A | #N/A
|  |  | 58 | 0.16 | 0 | 0 | #N/A | #N/A | #N/A | #N/A | #N/A | #N/A | #N/A | #N/A | #N/A | #N/A | #N/A | #N/A | #N/A | #N/A | #N/A | #N/A | #N/A | #N/A | #N/A | 0 | #N/A | #N/A | #N/A
|  |  | 59 | 0.17 | 0 | 0 | #N/A | #N/A | #N/A | #N/A | #N/A | #N/A | #N/A | #N/A | #N/A | #N/A | #N/A | #N/A | #N/A | #N/A | #N/A | #N/A | #N/A | #N/A | #N/A | 0 | #N/A | #N/A | #N/A
|  |  | 60 | 0.175 | 0 | 0 | #N/A | #N/A | #N/A | #N/A | #N/A | #N/A | #N/A | #N/A | #N/A | #N/A | #N/A | #N/A | #N/A | #N/A | #N/A | #N/A | #N/A | #N/A | #N/A | 0 | #N/A | #N/A | #N/A
|  |  | 61 | 0.18 | 0 | 0 | #N/A | #N/A | #N/A | #N/A | #N/A | #N/A | #N/A | #N/A | #N/A | #N/A | #N/A | #N/A | #N/A | #N/A | #N/A | #N/A | #N/A | #N/A | #N/A | 0 | #N/A | #N/A | #N/A
|  |  | 62 | 0.19 | 0 | 0 | #N/A | #N/A | #N/A | #N/A | #N/A | #N/A | #N/A | #N/A | #N/A | #N/A | #N/A | #N/A | #N/A | #N/A | #N/A | #N/A | #N/A | #N/A | #N/A | 0 | #N/A | #N/A | #N/A
|  |  | 63 | 0.2 | 0 | 0 | #N/A | #N/A | #N/A | #N/A | #N/A | #N/A | #N/A | #N/A | #N/A | #N/A | #N/A | #N/A | #N/A | #N/A | #N/A | #N/A | #N/A | #N/A | #N/A | 0 | #N/A | #N/A | #N/A
|  |  | 64 | 0.21 | 0 | 0 | #N/A | #N/A | #N/A | #N/A | #N/A | #N/A | #N/A | #N/A | #N/A | #N/A | #N/A | #N/A | #N/A | #N/A | #N/A | #N/A | #N/A | #N/A | #N/A | 0 | #N/A | #N/A | #N/A
|  |  | 65 | 0.22 | 0 | 0 | #N/A | #N/A | #N/A | #N/A | #N/A | #N/A | #N/A | #N/A | #N/A | #N/A | #N/A | #N/A | #N/A | #N/A | #N/A | #N/A | #N/A | #N/A | #N/A | 0 | #N/A | #N/A | #N/A
|  |  | 66 | 0.23 | 0 | 0 | #N/A | #N/A | #N/A | #N/A | #N/A | #N/A | #N/A | #N/A | #N/A | #N/A | #N/A | #N/A | #N/A | #N/A | #N/A | #N/A | #N/A | #N/A | #N/A | 0 | #N/A | #N/A | #N/A
|  |  | 67 | 0.24 | 0 | 0 | #N/A | #N/A | #N/A | #N/A | #N/A | #N/A | #N/A | #N/A | #N/A | #N/A | #N/A | #N/A | #N/A | #N/A | #N/A | #N/A | #N/A | #N/A | #N/A | 0 | #N/A | #N/A | #N/A
|  |  | 68 | 0.25 | 0 | 0 | #N/A | #N/A | #N/A | #N/A | #N/A | #N/A | #N/A | #N/A | #N/A | #N/A | #N/A | #N/A | #N/A | #N/A | #N/A | #N/A | #N/A | #N/A | #N/A | 0 | #N/A | #N/A | #N/A
|  |  | 69 | 0.26 | 0 | 0 | #N/A | #N/A | #N/A | #N/A | #N/A | #N/A | #N/A | #N/A | #N/A | #N/A | #N/A | #N/A | #N/A | #N/A | #N/A | #N/A | #N/A | #N/A | #N/A | 0 | #N/A | #N/A | #N/A
|  |  | 70 | 0.27 | 0 | 0 | #N/A | #N/A | #N/A | #N/A | #N/A | #N/A | #N/A | #N/A | #N/A | #N/A | #N/A | #N/A | #N/A | #N/A | #N/A | #N/A | #N/A | #N/A | #N/A | 0 | #N/A | #N/A | #N/A
|  |  | 71 | 0.28 | 0 | 0 | #N/A | #N/A | #N/A | #N/A | #N/A | #N/A | #N/A | #N/A | #N/A | #N/A | #N/A | #N/A | #N/A | #N/A | #N/A | #N/A | #N/A | #N/A | #N/A | 0 | #N/A | #N/A | #N/A
|  |  | 72 | 0.29 | 0 | 0 | #N/A | #N/A | #N/A | #N/A | #N/A | #N/A | #N/A | #N/A | #N/A | #N/A | #N/A | #N/A | #N/A | #N/A | #N/A | #N/A | #N/A | #N/A | #N/A | 0 | #N/A | #N/A | #N/A
|  |  | 73 | 0.3 | 0 | 0 | #N/A | #N/A | #N/A | #N/A | #N/A | #N/A | #N/A | #N/A | #N/A | #N/A | #N/A | #N/A | #N/A | #N/A | #N/A | #N/A | #N/A | #N/A | #N/A | 0 | #N/A | #N/A | #N/A
|  |  | 74 | 0.31 | 0 | 0 | #N/A | #N/A | #N/A | #N/A | #N/A | #N/A | #N/A | #N/A | #N/A | #N/A | #N/A | #N/A | #N/A | #N/A | #N/A | #N/A | #N/A | #N/A | #N/A | 0 | #N/A | #N/A | #N/A
|  |  | 75 | 0.32 | 0 | 0 | #N/A | #N/A | #N/A | #N/A | #N/A | #N/A | #N/A | #N/A | #N/A | #N/A | #N/A | #N/A | #N/A | #N/A | #N/A | #N/A | #N/A | #N/A | #N/A | 0 | #N/A | #N/A | #N/A
|  |  | 76 | 0.33 | 0 | 0 | #N/A | #N/A | #N/A | #N/A | #N/A | #N/A | #N/A | #N/A | #N/A | #N/A | #N/A | #N/A | #N/A | #N/A | #N/A | #N/A | #N/A | #N/A | #N/A | 0 | #N/A | #N/A | #N/A
|  |  | 77 | 0.34 | 0 | 0 | #N/A | #N/A | #N/A | #N/A | #N/A | #N/A | #N/A | #N/A | #N/A | #N/A | #N/A | #N/A | #N/A | #N/A | #N/A | #N/A | #N/A | #N/A | #N/A | 0 | #N/A | #N/A | #N/A
|  |  | 78 | 0.35 | 0 | 0 | #N/A | #N/A | #N/A | #N/A | #N/A | #N/A | #N/A | #N/A | #N/A | #N/A | #N/A | #N/A | #N/A | #N/A | #N/A | #N/A | #N/A | #N/A | #N/A | 0 | #N/A | #N/A | #N/A
|  |  | 79 | 0.36 | 0 | 0 | #N/A | #N/A | #N/A | #N/A | #N/A | #N/A | #N/A | #N/A | #N/A | #N/A | #N/A | #N/A | #N/A | #N/A | #N/A | #N/A | #N/A | #N/A | #N/A | 0 | #N/A | #N/A | #N/A
|  |  | 80 | 0.37 | 0 | 0 | #N/A | #N/A | #N/A | #N/A | #N/A | #N/A | #N/A | #N/A | #N/A | #N/A | #N/A | #N/A | #N/A | #N/A | #N/A | #N/A | #N/A | #N/A | #N/A | 0 | #N/A | #N/A | #N/A
|  |  | 81 | 0.38 | 0 | 0 | #N/A | #N/A | #N/A | #N/A | #N/A | #N/A | #N/A | #N/A | #N/A | #N/A | #N/A | #N/A | #N/A | #N/A | #N/A | #N/A | #N/A | #N/A | #N/A | 0 | #N/A | #N/A | #N/A
|  |  | 82 | 0.39 | 0 | 0 | #N/A | #N/A | #N/A | #N/A | #N/A | #N/A | #N/A | #N/A | #N/A | #N/A | #N/A | #N/A | #N/A | #N/A | #N/A | #N/A | #N/A | #N/A | #N/A | 0 | #N/A | #N/A | #N/A
|  |  | 83 | 0.4 | 0 | 0 | #N/A | #N/A | #N/A | #N/A | #N/A | #N/A | #N/A | #N/A | #N/A | #N/A | #N/A | #N/A | #N/A | #N/A | #N/A | #N/A | #N/A | #N/A | #N/A | 0 | #N/A | #N/A | #N/A
|  |  | 84 | 0.41 | 0 | 0 | #N/A | #N/A | #N/A | #N/A | #N/A | #N/A | #N/A | #N/A | #N/A | #N/A | #N/A | #N/A | #N/A | #N/A | #N/A | #N/A | #N/A | #N/A | #N/A | 0 | #N/A | #N/A | #N/A
|  |  | 85 | 0.42 | 0 | 0 | #N/A | #N/A | #N/A | #N/A | #N/A | #N/A | #N/A | #N/A | #N/A | #N/A | #N/A | #N/A | #N/A | #N/A | #N/A | #N/A | #N/A | #N/A | #N/A | 0 | #N/A | #N/A | #N/A
|  |  | 86 | 0.43 | 0 | 0 | #N/A | #N/A | #N/A | #N/A | #N/A | #N/A | #N/A | #N/A | #N/A | #N/A | #N/A | #N/A | #N/A | #N/A | #N/A | #N/A | #N/A | #N/A | #N/A | 0 | #N/A | #N/A | #N/A
|  |  | 87 | 0.44 | 0 | 0 | #N/A | #N/A | #N/A | #N/A | #N/A | #N/A | #N/A | #N/A | #N/A | #N/A | #N/A | #N/A | #N/A | #N/A | #N/A | #N/A | #N/A | #N/A | #N/A | 0 | #N/A | #N/A | #N/A
|  |  | 88 | 0.45 | 0 | 0 | #N/A | #N/A | #N/A | #N/A | #N/A | #N/A | #N/A | #N/A | #N/A | #N/A | #N/A | #N/A | #N/A | #N/A | #N/A | #N/A | #N/A | #N/A | #N/A | 0 | #N/A | #N/A | #N/A
|  |  | 89 | 0.46 | 0 | 0 | #N/A | #N/A | #N/A | #N/A | #N/A | #N/A | #N/A | #N/A | #N/A | #N/A | #N/A | #N/A | #N/A | #N/A | #N/A | #N/A | #N/A | #N/A | #N/A | 0 | #N/A | #N/A | #N/A
|  |  | 90 | 0.47 | 0 | 0 | #N/A | #N/A | #N/A | #N/A | #N/A | #N/A | #N/A | #N/A | #N/A | #N/A | #N/A | #N/A | #N/A | #N/A | #N/A | #N/A | #N/A | #N/A | #N/A | 0 | #N/A | #N/A | #N/A
|  |  | 91 | 0.48 | 0 | 0 | #N/A | #N/A | #N/A | #N/A | #N/A | #N/A | #N/A | #N/A | #N/A | #N/A | #N/A | #N/A | #N/A | #N/A | #N/A | #N/A | #N/A | #N/A | #N/A | 0 | #N/A | #N/A | #N/A
|  |  | 92 | 0.49 | 0 | 0 | #N/A | #N/A | #N/A | #N/A | #N/A | #N/A | #N/A | #N/A | #N/A | #N/A | #N/A | #N/A | #N/A | #N/A | #N/A | #N/A | #N/A | #N/A | #N/A | 0 | #N/A | #N/A | #N/A
|  |  | 93 | 0.5 | 0 | 0 | #N/A | #N/A | #N/A | #N/A | #N/A | #N/A | #N/A | #N/A | #N/A | #N/A | #N/A | #N/A | #N/A | #N/A | #N/A | #N/A | #N/A | #N/A | #N/A | 0 | #N/A | #N/A | #N/A
|  |  | 94 | 0.51 | 0 | 0 | #N/A | #N/A | #N/A | #N/A | #N/A | #N/A | #N/A | #N/A | #N/A | #N/A | #N/A | #N/A | #N/A | #N/A | #N/A | #N/A | #N/A | #N/A | #N/A | 0 | #N/A | #N/A | #N/A
|  |  | 95 | 0.52 | 0 | 0 | #N/A | #N/A | #N/A | #N/A | #N/A | #N/A | #N/A | #N/A | #N/A | #N/A | #N/A | #N/A | #N/A | #N/A | #N/A | #N/A | #N/A | #N/A | #N/A | 0 | #N/A | #N/A | #N/A
|  |  | 96 | 0.53 | 0 | 0 | #N/A | #N/A | #N/A | #N/A | #N/A | #N/A | #N/A | #N/A | #N/A | #N/A | #N/A | #N/A | #N/A | #N/A | #N/A | #N/A | #N/A | #N/A | #N/A | 0 | #N/A | #N/A | #N/A
|  |  | 97 | 0.54 | 0 | 0 | #N/A | #N/A | #N/A | #N/A | #N/A | #N/A | #N/A | #N/A | #N/A | #N/A | #N/A | #N/A | #N/A | #N/A | #N/A | #N/A | #N/A | #N/A | #N/A | 0 | #N/A | #N/A | #N/A
|  |  | 98 | 0.55 | 0 | 0 | #N/A | #N/A | #N/A | #N/A | #N/A | #N/A | #N/A | #N/A | #N/A | #N/A | #N/A | #N/A | #N/A | #N/A | #N/A | #N/A | #N/A | #N/A | #N/A | 0 | #N/A | #N/A | #N/A
|  |  | 99 | 0.6 | 0 | 0 | #N/A | #N/A | #N/A | #N/A | #N/A | #N/A | #N/A | #N/A | #N/A | #N/A | #N/A | #N/A | #N/A | #N/A | #N/A | #N/A | #N/A | #N/A | #N/A | 0 | #N/A | #N/A | #N/A
|  |  | 100 | 0.65 | 0 | 0 | #N/A | #N/A | #N/A | #N/A | #N/A | #N/A | #N/A | #N/A | #N/A | #N/A | #N/A | #N/A | #N/A | #N/A | #N/A | #N/A | #N/A | #N/A | #N/A | 0 | #N/A | #N/A | #N/A
|  |  | 101 | 0.7 | 0 | 0 | #N/A | #N/A | #N/A | #N/A | #N/A | #N/A | #N/A | #N/A | #N/A | #N/A | #N/A | #N/A | #N/A | #N/A | #N/A | #N/A | #N/A | #N/A | #N/A | 0 | #N/A | #N/A | #N/A
|  |  | 102 | 0.75 | 0 | 0 | #N/A | #N/A | #N/A | #N/A | #N/A | #N/A | #N/A | #N/A | #N/A | #N/A | #N/A | #N/A | #N/A | #N/A | #N/A | #N/A | #N/A | #N/A | #N/A | 0 | #N/A | #N/A | #N/A
|  |  | 103 | 0.8 | 0 | 0 | #N/A | #N/A | #N/A | #N/A | #N/A | #N/A | #N/A | #N/A | #N/A | #N/A | #N/A | #N/A | #N/A | #N/A | #N/A | #N/A | #N/A | #N/A | #N/A | 0 | #N/A | #N/A | #N/A
|  |  | 104 | 0.85 | 0 | 0 | #N/A | #N/A | #N/A | #N/A | #N/A | #N/A | #N/A | #N/A | #N/A | #N/A | #N/A | #N/A | #N/A | #N/A | #N/A | #N/A | #N/A | #N/A | #N/A | 0 | #N/A | #N/A | #N/A
|  |  | 105 | 0.9 | 0 | 0 | #N/A | #N/A | #N/A | #N/A | #N/A | #N/A | #N/A | #N/A | #N/A | #N/A | #N/A | #N/A | #N/A | #N/A | #N/A | #N/A | #N/A | #N/A | #N/A | 0 | #N/A | #N/A | #N/A
|  |  | 106 | 0.95 | 0 | 0 | #N/A | #N/A | #N/A | #N/A | #N/A | #N/A | #N/A | #N/A | #N/A | #N/A | #N/A | #N/A | #N/A | #N/A | #N/A | #N/A | #N/A | #N/A | #N/A | 0 | #N/A | #N/A | #N/A
|  |  | 107 | 1 | 0 | 0 | #N/A | #N/A | #N/A | #N/A | #N/A | #N/A | #N/A | #N/A | #N/A | #N/A | #N/A | #N/A | #N/A | #N/A | #N/A | #N/A | #N/A | #N/A | #N/A | 0 | #N/A | #N/A | #N/A
|  |  | 108 | 1.05 | 0 | 0 | #N/A | #N/A | #N/A | #N/A | #N/A | #N/A | #N/A | #N/A | #N/A | #N/A | #N/A | #N/A | #N/A | #N/A | #N/A | #N/A | #N/A | #N/A | #N/A | 0 | #N/A | #N/A | #N/A
|  |  | 109 | 1.1 | 0 | 0 | #N/A | #N/A | #N/A | #N/A | #N/A | #N/A | #N/A | #N/A | #N/A | #N/A | #N/A | #N/A | #N/A | #N/A | #N/A | #N/A | #N/A | #N/A | #N/A | 0 | #N/A | #N/A | #N/A
|  |  | 110 | 1.15 | 0 | 0 | #N/A | #N/A | #N/A | #N/A | #N/A | #N/A | #N/A | #N/A | #N/A | #N/A | #N/A | #N/A | #N/A | #N/A | #N/A | #N/A | #N/A | #N/A | #N/A | 0 | #N/A | #N/A | #N/A
|  |  | 111 | 1.2 | 0 | 0 | #N/A | #N/A | #N/A | #N/A | #N/A | #N/A | #N/A | #N/A | #N/A | #N/A | #N/A | #N/A | #N/A | #N/A | #N/A | #N/A | #N/A | #N/A | #N/A | 0 | #N/A | #N/A | #N/A
|  |  | 112 | 1.25 | 0 | 0 | #N/A | #N/A | #N/A | #N/A | #N/A | #N/A | #N/A | #N/A | #N/A | #N/A | #N/A | #N/A | #N/A | #N/A | #N/A | #N/A | #N/A | #N/A | #N/A | 0 | #N/A | #N/A | #N/A
|  |  | 113 | 1.3 | 0 | 0 | #N/A | #N/A | #N/A | #N/A | #N/A | #N/A | #N/A | #N/A | #N/A | #N/A | #N/A | #N/A | #N/A | #N/A | #N/A | #N/A | #N/A | #N/A | #N/A | 0 | #N/A | #N/A | #N/A
|  |  | 114 | 1.35 | 0 | 0 | #N/A | #N/A | #N/A | #N/A | #N/A | #N/A | #N/A | #N/A | #N/A | #N/A | #N/A | #N/A | #N/A | #N/A | #N/A | #N/A | #N/A | #N/A | #N/A | 0 | #N/A | #N/A | #N/A
|  |  | 115 | 1.4 | 0 | 0 | #N/A | #N/A | #N/A | #N/A | #N/A | #N/A | #N/A | #N/A | #N/A | #N/A | #N/A | #N/A | #N/A | #N/A | #N/A | #N/A | #N/A | #N/A | #N/A | 0 | #N/A | #N/A | #N/A
|  |  | 116 | 1.45 | 0 | 0 | #N/A | #N/A | #N/A | #N/A | #N/A | #N/A | #N/A | #N/A | #N/A | #N/A | #N/A | #N/A | #N/A | #N/A | #N/A | #N/A | #N/A | #N/A | #N/A | 0 | #N/A | #N/A | #N/A
|  |  | 117 | 1.5 | 0 | 0 | #N/A | #N/A | #N/A | #N/A | #N/A | #N/A | #N/A | #N/A | #N/A | #N/A | #N/A | #N/A | #N/A | #N/A | #N/A | #N/A | #N/A | #N/A | #N/A | 0 | #N/A | #N/A | #N/A
|  |  | 118 | 1.55 | 0 | 0 | #N/A | #N/A | #N/A | #N/A | #N/A | #N/A | #N/A | #N/A | #N/A | #N/A | #N/A | #N/A | #N/A | #N/A | #N/A | #N/A | #N/A | #N/A | #N/A | 0 | #N/A | #N/A | #N/A
|  |  | 119 | 1.6 | 0 | 0 | #N/A | #N/A | #N/A | #N/A | #N/A | #N/A | #N/A | #N/A | #N/A | #N/A | #N/A | #N/A | #N/A | #N/A | #N/A | #N/A | #N/A | #N/A | #N/A | 0 | #N/A | #N/A | #N/A
|  |  | 120 | 1.65 | 0 | 0 | #N/A | #N/A | #N/A | #N/A | #N/A | #N/A | #N/A | #N/A | #N/A | #N/A | #N/A | #N/A | #N/A | #N/A | #N/A | #N/A | #N/A | #N/A | #N/A | 0 | #N/A | #N/A | #N/A
|  |  | 121 | 1.7 | 0 | 0 | #N/A | #N/A | #N/A | #N/A | #N/A | #N/A | #N/A | #N/A | #N/A | #N/A | #N/A | #N/A | #N/A | #N/A | #N/A | #N/A | #N/A | #N/A | #N/A | 0 | #N/A | #N/A | #N/A
|  |  | 122 | 1.8 | 0 | 0 | #N/A | #N/A | #N/A | #N/A | #N/A | #N/A | #N/A | #N/A | #N/A | #N/A | #N/A | #N/A | #N/A | #N/A | #N/A | #N/A | #N/A | #N/A | #N/A | 0 | #N/A | #N/A | #N/A
|  |  | 123 | 1.9 | 0 | 0 | #N/A | #N/A | #N/A | #N/A | #N/A | #N/A | #N/A | #N/A | #N/A | #N/A | #N/A | #N/A | #N/A | #N/A | #N/A | #N/A | #N/A | #N/A | #N/A | 0 | #N/A | #N/A | #N/A
|  |  | 124 | 2 | 0 | 0 | #N/A | #N/A | #N/A | #N/A | #N/A | #N/A | #N/A | #N/A | #N/A | #N/A | #N/A | #N/A | #N/A | #N/A | #N/A | #N/A | #N/A | #N/A | #N/A | 0 | #N/A | #N/A | #N/A
|  |  | 125 | 2.1 | 0 | 0 | #N/A | #N/A | #N/A | #N/A | #N/A | #N/A | #N/A | #N/A | #N/A | #N/A | #N/A | #N/A | #N/A | #N/A | #N/A | #N/A | #N/A | #N/A | #N/A | 0 | #N/A | #N/A | #N/A
|  |  | 126 | 2.2 | 0 | 0 | #N/A | #N/A | #N/A | #N/A | #N/A | #N/A | #N/A | #N/A | #N/A | #N/A | #N/A | #N/A | #N/A | #N/A | #N/A | #N/A | #N/A | #N/A | #N/A | 0 | #N/A | #N/A | #N/A
|  |  | 127 | 2.3 | 0 | 0 | #N/A | #N/A | #N/A | #N/A | #N/A | #N/A | #N/A | #N/A | #N/A | #N/A | #N/A | #N/A | #N/A | #N/A | #N/A | #N/A | #N/A | #N/A | #N/A | 0 | #N/A | #N/A | #N/A
|  |  | 128 | 2.4 | 0 | 0 | #N/A | #N/A | #N/A | #N/A | #N/A | #N/A | #N/A | #N/A | #N/A | #N/A | #N/A | #N/A | #N/A | #N/A | #N/A | #N/A | #N/A | #N/A | #N/A | 0 | #N/A | #N/A | #N/A
|  |  | 129 | 2.5 | 0 | 0 | #N/A | #N/A | #N/A | #N/A | #N/A | #N/A | #N/A | #N/A | #N/A | #N/A | #N/A | #N/A | #N/A | #N/A | #N/A | #N/A | #N/A | #N/A | #N/A | 0 | #N/A | #N/A | #N/A
|  |  | 130 | 2.6 | 0 | 0 | #N/A | #N/A | #N/A | #N/A | #N/A | #N/A | #N/A | #N/A | #N/A | #N/A | #N/A | #N/A | #N/A | #N/A | #N/A | #N/A | #N/A | #N/A | #N/A | 0 | #N/A | #N/A | #N/A
|  |  | 131 | 2.7 | 0 | 0 | #N/A | #N/A | #N/A | #N/A | #N/A | #N/A | #N/A | #N/A | #N/A | #N/A | #N/A | #N/A | #N/A | #N/A | #N/A | #N/A | #N/A | #N/A | #N/A | 0 | #N/A | #N/A | #N/A
|  |  | 132 | 2.8 | 0 | 0 | #N/A | #N/A | #N/A | #N/A | #N/A | #N/A | #N/A | #N/A | #N/A | #N/A | #N/A | #N/A | #N/A | #N/A | #N/A | #N/A | #N/A | #N/A | #N/A | 0 | #N/A | #N/A | #N/A
|  |  | 133 | 2.9 | 0 | 0 | #N/A | #N/A | #N/A | #N/A | #N/A | #N/A | #N/A | #N/A | #N/A | #N/A | #N/A | #N/A | #N/A | #N/A | #N/A | #N/A | #N/A | #N/A | #N/A | 0 | #N/A | #N/A | #N/A
|  |  | 134 | 3 | 0 | 0 | #N/A | #N/A | #N/A | #N/A | #N/A | #N/A | #N/A | #N/A | #N/A | #N/A | #N/A | #N/A | #N/A | #N/A | #N/A | #N/A | #N/A | #N/A | #N/A | 0 | #N/A | #N/A | #N/A
|  |  | 135 | 3.1 | 0 | 0 | #N/A | #N/A | #N/A | #N/A | #N/A | #N/A | #N/A | #N/A | #N/A | #N/A | #N/A | #N/A | #N/A | #N/A | #N/A | #N/A | #N/A | #N/A | #N/A | 0 | #N/A | #N/A | #N/A
|  |  | 136 | 3.2 | 0 | 0 | #N/A | #N/A | #N/A | #N/A | #N/A | #N/A | #N/A | #N/A | #N/A | #N/A | #N/A | #N/A | #N/A | #N/A | #N/A | #N/A | #N/A | #N/A | #N/A | 0 | #N/A | #N/A | #N/A
|  |  | 137 | 3.3 | 0 | 0 | #N/A | #N/A | #N/A | #N/A | #N/A | #N/A | #N/A | #N/A | #N/A | #N/A | #N/A | #N/A | #N/A | #N/A | #N/A | #N/A | #N/A | #N/A | #N/A | 0 | #N/A | #N/A | #N/A
|  |  | 138 | 3.4 | 0 | 0 | #N/A | #N/A | #N/A | #N/A | #N/A | #N/A | #N/A | #N/A | #N/A | #N/A | #N/A | #N/A | #N/A | #N/A | #N/A | #N/A | #N/A | #N/A | #N/A | 0 | #N/A | #N/A | #N/A
|  |  | 139 | 3.5 | 0 | 0 | #N/A | #N/A | #N/A | #N/A | #N/A | #N/A | #N/A | #N/A | #N/A | #N/A | #N/A | #N/A | #N/A | #N/A | #N/A | #N/A | #N/A | #N/A | #N/A | 0 | #N/A | #N/A | #N/A
|  |  | 140 | 3.6 | 0 | 0 | #N/A | #N/A | #N/A | #N/A | #N/A | #N/A | #N/A | #N/A | #N/A | #N/A | #N/A | #N/A | #N/A | #N/A | #N/A | #N/A | #N/A | #N/A | #N/A | 0 | #N/A | #N/A | #N/A
|  |  | 141 | 3.7 | 0 | 0 | #N/A | #N/A | #N/A | #N/A | #N/A | #N/A | #N/A | #N/A | #N/A | #N/A | #N/A | #N/A | #N/A | #N/A | #N/A | #N/A | #N/A | #N/A | #N/A | 0 | #N/A | #N/A | #N/A
|  |  | 142 | 3.8 | 0 | 0 | #N/A | #N/A | #N/A | #N/A | #N/A | #N/A | #N/A | #N/A | #N/A | #N/A | #N/A | #N/A | #N/A | #N/A | #N/A | #N/A | #N/A | #N/A | #N/A | 0 | #N/A | #N/A | #N/A
|  |  | 143 | 3.9 | 0 | 0 | #N/A | #N/A | #N/A | #N/A | #N/A | #N/A | #N/A | #N/A | #N/A | #N/A | #N/A | #N/A | #N/A | #N/A | #N/A | #N/A | #N/A | #N/A | #N/A | 0 | #N/A | #N/A | #N/A
|  |  | 144 | 4 | 0 | 0 | #N/A | #N/A | #N/A | #N/A | #N/A | #N/A | #N/A | #N/A | #N/A | #N/A | #N/A | #N/A | #N/A | #N/A | #N/A | #N/A | #N/A | #N/A | #N/A | 0 | #N/A | #N/A | #N/A
|  |  | 145 | 4.1 | 0 | 0 | #N/A | #N/A | #N/A | #N/A | #N/A | #N/A | #N/A | #N/A | #N/A | #N/A | #N/A | #N/A | #N/A | #N/A | #N/A | #N/A | #N/A | #N/A | #N/A | 0 | #N/A | #N/A | #N/A
|  |  | 146 | 4.2 | 0 | 0 | #N/A | #N/A | #N/A | #N/A | #N/A | #N/A | #N/A | #N/A | #N/A | #N/A | #N/A | #N/A | #N/A | #N/A | #N/A | #N/A | #N/A | #N/A | #N/A | 0 | #N/A | #N/A | #N/A
|  |  | 147 | 4.3 | 0 | 0 | #N/A | #N/A | #N/A | #N/A | #N/A | #N/A | #N/A | #N/A | #N/A | #N/A | #N/A | #N/A | #N/A | #N/A | #N/A | #N/A | #N/A | #N/A | #N/A | 0 | #N/A | #N/A | #N/A
|  |  | 148 | 4.4 | 0 | 0 | #N/A | #N/A | #N/A | #N/A | #N/A | #N/A | #N/A | #N/A | #N/A | #N/A | #N/A | #N/A | #N/A | #N/A | #N/A | #N/A | #N/A | #N/A | #N/A | 0 | #N/A | #N/A | #N/A
|  |  | 149 | 4.5 | 0 | 0 | #N/A | #N/A | #N/A | #N/A | #N/A | #N/A | #N/A | #N/A | #N/A | #N/A | #N/A | #N/A | #N/A | #N/A | #N/A | #N/A | #N/A | #N/A | #N/A | 0 | #N/A | #N/A | #N/A
|  |  | 150 | 4.6 | 0 | 0 | #N/A | #N/A | #N/A | #N/A | #N/A | #N/A | #N/A | #N/A | #N/A | #N/A | #N/A | #N/A | #N/A | #N/A | #N/A | #N/A | #N/A | #N/A | #N/A | 0 | #N/A | #N/A | #N/A
|  |  | 151 | 4.7 | 0 | 0 | #N/A | #N/A | #N/A | #N/A | #N/A | #N/A | #N/A | #N/A | #N/A | #N/A | #N/A | #N/A | #N/A | #N/A | #N/A | #N/A | #N/A | #N/A | #N/A | 0 | #N/A | #N/A | #N/A
|  |  | 152 | 4.8 | 0 | 0 | #N/A | #N/A | #N/A | #N/A | #N/A | #N/A | #N/A | #N/A | #N/A | #N/A | #N/A | #N/A | #N/A | #N/A | #N/A | #N/A | #N/A | #N/A | #N/A | 0 | #N/A | #N/A | #N/A
|  |  | 153 | 4.9 | 0 | 0 | #N/A | #N/A | #N/A | #N/A | #N/A | #N/A | #N/A | #N/A | #N/A | #N/A | #N/A | #N/A | #N/A | #N/A | #N/A | #N/A | #N/A | #N/A | #N/A | 0 | #N/A | #N/A | #N/A
|  |  | 154 | 5 | 0 | 0 | #N/A | #N/A | #N/A | #N/A | #N/A | #N/A | #N/A | #N/A | #N/A | #N/A | #N/A | #N/A | #N/A | #N/A | #N/A | #N/A | #N/A | #N/A | #N/A | 0 | #N/A | #N/A | #N/A
|  |  | 155 | 5.1 | 0 | 0 | #N/A | #N/A | #N/A | #N/A | #N/A | #N/A | #N/A | #N/A | #N/A | #N/A | #N/A | #N/A | #N/A | #N/A | #N/A | #N/A | #N/A | #N/A | #N/A | 0 | #N/A | #N/A | #N/A
|  |  | 156 | 5.2 | 0 | 0 | #N/A | #N/A | #N/A | #N/A | #N/A | #N/A | #N/A | #N/A | #N/A | #N/A | #N/A | #N/A | #N/A | #N/A | #N/A | #N/A | #N/A | #N/A | #N/A | 0 | #N/A | #N/A | #N/A
|  |  | 157 | 5.3 | 0 | 0 | #N/A | #N/A | #N/A | #N/A | #N/A | #N/A | #N/A | #N/A | #N/A | #N/A | #N/A | #N/A | #N/A | #N/A | #N/A | #N/A | #N/A | #N/A | #N/A | 0 | #N/A | #N/A | #N/A
|  |  | 158 | 5.4 | 0 | 0 | #N/A | #N/A | #N/A | #N/A | #N/A | #N/A | #N/A | #N/A | #N/A | #N/A | #N/A | #N/A | #N/A | #N/A | #N/A | #N/A | #N/A | #N/A | #N/A | 0 | #N/A | #N/A | #N/A
|  |  | 159 | 5.5 | 0 | 0 | #N/A | #N/A | #N/A | #N/A | #N/A | #N/A | #N/A | #N/A | #N/A | #N/A | #N/A | #N/A | #N/A | #N/A | #N/A | #N/A | #N/A | #N/A | #N/A | 0 | #N/A | #N/A | #N/A
|  |  | 160 | 5.6 | 0 | 0 | #N/A | #N/A | #N/A | #N/A | #N/A | #N/A | #N/A | #N/A | #N/A | #N/A | #N/A | #N/A | #N/A | #N/A | #N/A | #N/A | #N/A | #N/A | #N/A | 0 | #N/A | #N/A | #N/A
|  |  | 161 | 5.7 | 0 | 0 | #N/A | #N/A | #N/A | #N/A | #N/A | #N/A | #N/A | #N/A | #N/A | #N/A | #N/A | #N/A | #N/A | #N/A | #N/A | #N/A | #N/A | #N/A | #N/A | 0 | #N/A | #N/A | #N/A
|  |  | 162 | 5.8 | 0 | 0 | #N/A | #N/A | #N/A | #N/A | #N/A | #N/A | #N/A | #N/A | #N/A | #N/A | #N/A | #N/A | #N/A | #N/A | #N/A | #N/A | #N/A | #N/A | #N/A | 0 | #N/A | #N/A | #N/A
|  |  | 163 | 5.9 | 0 | 0 | #N/A | #N/A | #N/A | #N/A | #N/A | #N/A | #N/A | #N/A | #N/A | #N/A | #N/A | #N/A | #N/A | #N/A | #N/A | #N/A | #N/A | #N/A | #N/A | 0 | #N/A | #N/A | #N/A
|  |  | 164 | 6 | 0 | 0 | #N/A | #N/A | #N/A | #N/A | #N/A | #N/A | #N/A | #N/A | #N/A | #N/A | #N/A | #N/A | #N/A | #N/A | #N/A | #N/A | #N/A | #N/A | #N/A | 0 | #N/A | #N/A | #N/A
|  |  | 165 | 6.1 | 0 | 0 | #N/A | #N/A | #N/A | #N/A | #N/A | #N/A | #N/A | #N/A | #N/A | #N/A | #N/A | #N/A | #N/A | #N/A | #N/A | #N/A | #N/A | #N/A | #N/A | 0 | #N/A | #N/A | #N/A
|  |  | 166 | 6.2 | 0 | 0 | #N/A | #N/A | #N/A | #N/A | #N/A | #N/A | #N/A | #N/A | #N/A | #N/A | #N/A | #N/A | #N/A | #N/A | #N/A | #N/A | #N/A | #N/A | #N/A | 0 | #N/A | #N/A | #N/A
|  |  | 167 | 6.3 | 0 | 0 | #N/A | #N/A | #N/A | #N/A | #N/A | #N/A | #N/A | #N/A | #N/A | #N/A | #N/A | #N/A | #N/A | #N/A | #N/A | #N/A | #N/A | #N/A | #N/A | 0 | #N/A | #N/A | #N/A
|  |  | 168 | 6.4 | 0 | 0 | #N/A | #N/A | #N/A | #N/A | #N/A | #N/A | #N/A | #N/A | #N/A | #N/A | #N/A | #N/A | #N/A | #N/A | #N/A | #N/A | #N/A | #N/A | #N/A | 0 | #N/A | #N/A | #N/A
|  |  | 169 | 6.5 | 0 | 0 | #N/A | #N/A | #N/A | #N/A | #N/A | #N/A | #N/A | #N/A | #N/A | #N/A | #N/A | #N/A | #N/A | #N/A | #N/A | #N/A | #N/A | #N/A | #N/A | 0 | #N/A | #N/A | #N/A

## led2 (hidden)
[5 empty] | Values from MODELS tab |  | Calculations
Values from CHARACTERIZE tab |  |  | Index | Current | Vf | %LF | Voltage | Power | Flux | Efficacy | %LF | lm/$ | $/lm | ¢/lm | # of LEDs | SYS Power | SYS lm total | SYS lm per LED | SYS lm/W | SYS $ | Tj (ºC) | Tsp (ºC) | Max HS Rth | Min HS in² | Min HS mm² | Power for Temperature Calculations | LF degradation factor due to temperature | Lumens (not rounded) | Voltage (not rounded)
Model | 1 |  | 0 | 0 |  |  | 0 | 0 | 0 | 0 | 0 | 0 | 0 | 0 | 0 | 0 | 0 | 0 | 0 | 0 | 0 | 0 | 0 | 0 | 0 | 0
Flux Bin | 1 |  | 1 | 0.01 | 0 | 0 | #N/A | #N/A | #N/A | #N/A | #N/A | #N/A | #N/A | #N/A | #N/A | #N/A | #N/A | #N/A | #N/A | #N/A | #N/A | #N/A | #N/A | #N/A | #N/A | 0 | #N/A | #N/A | #N/A
Flux | 0 |  | 2 | 0.012 | 0 | 0 | #N/A | #N/A | #N/A | #N/A | #N/A | #N/A | #N/A | #N/A | #N/A | #N/A | #N/A | #N/A | #N/A | #N/A | #N/A | #N/A | #N/A | #N/A | #N/A | 0 | #N/A | #N/A | #N/A
Price | 0 |  | 3 | 0.014 | 0 | 0 | #N/A | #N/A | #N/A | #N/A | #N/A | #N/A | #N/A | #N/A | #N/A | #N/A | #N/A | #N/A | #N/A | #N/A | #N/A | #N/A | #N/A | #N/A | #N/A | 0 | #N/A | #N/A | #N/A
Multiple | 1 |  | 4 | 0.016 | 0 | 0 | #N/A | #N/A | #N/A | #N/A | #N/A | #N/A | #N/A | #N/A | #N/A | #N/A | #N/A | #N/A | #N/A | #N/A | #N/A | #N/A | #N/A | #N/A | #N/A | 0 | #N/A | #N/A | #N/A
T Type | 2 |  | 5 | 0.018 | 0 | 0 | #N/A | #N/A | #N/A | #N/A | #N/A | #N/A | #N/A | #N/A | #N/A | #N/A | #N/A | #N/A | #N/A | #N/A | #N/A | #N/A | #N/A | #N/A | #N/A | 0 | #N/A | #N/A | #N/A
T Value | 25 |  | 6 | 0.02 | 0 | 0 | #N/A | #N/A | #N/A | #N/A | #N/A | #N/A | #N/A | #N/A | #N/A | #N/A | #N/A | #N/A | #N/A | #N/A | #N/A | #N/A | #N/A | #N/A | #N/A | 0 | #N/A | #N/A | #N/A
Rth pcb | 4 |  | 7 | 0.022 | 0 | 0 | #N/A | #N/A | #N/A | #N/A | #N/A | #N/A | #N/A | #N/A | #N/A | #N/A | #N/A | #N/A | #N/A | #N/A | #N/A | #N/A | #N/A | #N/A | #N/A | 0 | #N/A | #N/A | #N/A
Rth pcb-hs | 1 |  | 8 | 0.024 | 0 | 0 | #N/A | #N/A | #N/A | #N/A | #N/A | #N/A | #N/A | #N/A | #N/A | #N/A | #N/A | #N/A | #N/A | #N/A | #N/A | #N/A | #N/A | #N/A | #N/A | 0 | #N/A | #N/A | #N/A
Rth hs | 2 |  | 9 | 0.026 | 0 | 0 | #N/A | #N/A | #N/A | #N/A | #N/A | #N/A | #N/A | #N/A | #N/A | #N/A | #N/A | #N/A | #N/A | #N/A | #N/A | #N/A | #N/A | #N/A | #N/A | 0 | #N/A | #N/A | #N/A
Ta | 0 |  | 10 | 0.028 | 0 | 0 | #N/A | #N/A | #N/A | #N/A | #N/A | #N/A | #N/A | #N/A | #N/A | #N/A | #N/A | #N/A | #N/A | #N/A | #N/A | #N/A | #N/A | #N/A | #N/A | 0 | #N/A | #N/A | #N/A
Max Tsp | 0 |  | 11 | 0.03 | 0 | 0 | #N/A | #N/A | #N/A | #N/A | #N/A | #N/A | #N/A | #N/A | #N/A | #N/A | #N/A | #N/A | #N/A | #N/A | #N/A | #N/A | #N/A | #N/A | #N/A | 0 | #N/A | #N/A | #N/A
Max Tj | 0 |  | 12 | 0.032 | 0 | 0 | #N/A | #N/A | #N/A | #N/A | #N/A | #N/A | #N/A | #N/A | #N/A | #N/A | #N/A | #N/A | #N/A | #N/A | #N/A | #N/A | #N/A | #N/A | #N/A | 0 | #N/A | #N/A | #N/A
DeltaVf | 0 |  | 13 | 0.034 | 0 | 0 | #N/A | #N/A | #N/A | #N/A | #N/A | #N/A | #N/A | #N/A | #N/A | #N/A | #N/A | #N/A | #N/A | #N/A | #N/A | #N/A | #N/A | #N/A | #N/A | 0 | #N/A | #N/A | #N/A
Values from MODELS database |  |  | 14 | 0.036 | 0 | 0 | #N/A | #N/A | #N/A | #N/A | #N/A | #N/A | #N/A | #N/A | #N/A | #N/A | #N/A | #N/A | #N/A | #N/A | #N/A | #N/A | #N/A | #N/A | #N/A | 0 | #N/A | #N/A | #N/A
Current |  |  | 15 | 0.038 | 0 | 0 | #N/A | #N/A | #N/A | #N/A | #N/A | #N/A | #N/A | #N/A | #N/A | #N/A | #N/A | #N/A | #N/A | #N/A | #N/A | #N/A | #N/A | #N/A | #N/A | 0 | #N/A | #N/A | #N/A
Min | 0 | 1 | 16 | 0.04 | 0 | 0 | #N/A | #N/A | #N/A | #N/A | #N/A | #N/A | #N/A | #N/A | #N/A | #N/A | #N/A | #N/A | #N/A | #N/A | #N/A | #N/A | #N/A | #N/A | #N/A | 0 | #N/A | #N/A | #N/A
Max | 0 | 2 | 17 | 0.042 | 0 | 0 | #N/A | #N/A | #N/A | #N/A | #N/A | #N/A | #N/A | #N/A | #N/A | #N/A | #N/A | #N/A | #N/A | #N/A | #N/A | #N/A | #N/A | #N/A | #N/A | 0 | #N/A | #N/A | #N/A
%LF |  |  | 18 | 0.044 | 0 | 0 | #N/A | #N/A | #N/A | #N/A | #N/A | #N/A | #N/A | #N/A | #N/A | #N/A | #N/A | #N/A | #N/A | #N/A | #N/A | #N/A | #N/A | #N/A | #N/A | 0 | #N/A | #N/A | #N/A
x^3 | 0 | 3 | 19 | 0.046 | 0 | 0 | #N/A | #N/A | #N/A | #N/A | #N/A | #N/A | #N/A | #N/A | #N/A | #N/A | #N/A | #N/A | #N/A | #N/A | #N/A | #N/A | #N/A | #N/A | #N/A | 0 | #N/A | #N/A | #N/A
x^2 | 0 | 4 | 20 | 0.048 | 0 | 0 | #N/A | #N/A | #N/A | #N/A | #N/A | #N/A | #N/A | #N/A | #N/A | #N/A | #N/A | #N/A | #N/A | #N/A | #N/A | #N/A | #N/A | #N/A | #N/A | 0 | #N/A | #N/A | #N/A
x | 0 | 5 | 21 | 0.05 | 0 | 0 | #N/A | #N/A | #N/A | #N/A | #N/A | #N/A | #N/A | #N/A | #N/A | #N/A | #N/A | #N/A | #N/A | #N/A | #N/A | #N/A | #N/A | #N/A | #N/A | 0 | #N/A | #N/A | #N/A
a | 0 | 6 | 22 | 0.052 | 0 | 0 | #N/A | #N/A | #N/A | #N/A | #N/A | #N/A | #N/A | #N/A | #N/A | #N/A | #N/A | #N/A | #N/A | #N/A | #N/A | #N/A | #N/A | #N/A | #N/A | 0 | #N/A | #N/A | #N/A
Vf |  |  | 23 | 0.054 | 0 | 0 | #N/A | #N/A | #N/A | #N/A | #N/A | #N/A | #N/A | #N/A | #N/A | #N/A | #N/A | #N/A | #N/A | #N/A | #N/A | #N/A | #N/A | #N/A | #N/A | 0 | #N/A | #N/A | #N/A
x^3 | 0 | 7 | 24 | 0.056 | 0 | 0 | #N/A | #N/A | #N/A | #N/A | #N/A | #N/A | #N/A | #N/A | #N/A | #N/A | #N/A | #N/A | #N/A | #N/A | #N/A | #N/A | #N/A | #N/A | #N/A | 0 | #N/A | #N/A | #N/A
x^2 | 0 | 8 | 25 | 0.058 | 0 | 0 | #N/A | #N/A | #N/A | #N/A | #N/A | #N/A | #N/A | #N/A | #N/A | #N/A | #N/A | #N/A | #N/A | #N/A | #N/A | #N/A | #N/A | #N/A | #N/A | 0 | #N/A | #N/A | #N/A
x | 0 | 9 | 26 | 0.06 | 0 | 0 | #N/A | #N/A | #N/A | #N/A | #N/A | #N/A | #N/A | #N/A | #N/A | #N/A | #N/A | #N/A | #N/A | #N/A | #N/A | #N/A | #N/A | #N/A | #N/A | 0 | #N/A | #N/A | #N/A
a | 0 | 10 | 27 | 0.062 | 0 | 0 | #N/A | #N/A | #N/A | #N/A | #N/A | #N/A | #N/A | #N/A | #N/A | #N/A | #N/A | #N/A | #N/A | #N/A | #N/A | #N/A | #N/A | #N/A | #N/A | 0 | #N/A | #N/A | #N/A
Thermal |  |  | 28 | 0.064 | 0 | 0 | #N/A | #N/A | #N/A | #N/A | #N/A | #N/A | #N/A | #N/A | #N/A | #N/A | #N/A | #N/A | #N/A | #N/A | #N/A | #N/A | #N/A | #N/A | #N/A | 0 | #N/A | #N/A | #N/A
%LF vs Tj Slope | 0 | 11 | 29 | 0.065 | 0 | 0 | #N/A | #N/A | #N/A | #N/A | #N/A | #N/A | #N/A | #N/A | #N/A | #N/A | #N/A | #N/A | #N/A | #N/A | #N/A | #N/A | #N/A | #N/A | #N/A | 0 | #N/A | #N/A | #N/A
Tj @ 100% LF | 0 | 12 | 30 | 0.066 | 0 | 0 | #N/A | #N/A | #N/A | #N/A | #N/A | #N/A | #N/A | #N/A | #N/A | #N/A | #N/A | #N/A | #N/A | #N/A | #N/A | #N/A | #N/A | #N/A | #N/A | 0 | #N/A | #N/A | #N/A
Temp Coeff of V | 0 | 13 | 31 | 0.068 | 0 | 0 | #N/A | #N/A | #N/A | #N/A | #N/A | #N/A | #N/A | #N/A | #N/A | #N/A | #N/A | #N/A | #N/A | #N/A | #N/A | #N/A | #N/A | #N/A | #N/A | 0 | #N/A | #N/A | #N/A
Thermal Resistance | 0 | 14 | 32 | 0.07 | 0 | 0 | #N/A | #N/A | #N/A | #N/A | #N/A | #N/A | #N/A | #N/A | #N/A | #N/A | #N/A | #N/A | #N/A | #N/A | #N/A | #N/A | #N/A | #N/A | #N/A | 0 | #N/A | #N/A | #N/A
|  |  | 33 | 0.072 | 0 | 0 | #N/A | #N/A | #N/A | #N/A | #N/A | #N/A | #N/A | #N/A | #N/A | #N/A | #N/A | #N/A | #N/A | #N/A | #N/A | #N/A | #N/A | #N/A | #N/A | 0 | #N/A | #N/A | #N/A
|  |  | 34 | 0.074 | 0 | 0 | #N/A | #N/A | #N/A | #N/A | #N/A | #N/A | #N/A | #N/A | #N/A | #N/A | #N/A | #N/A | #N/A | #N/A | #N/A | #N/A | #N/A | #N/A | #N/A | 0 | #N/A | #N/A | #N/A
|  |  | 35 | 0.075 | 0 | 0 | #N/A | #N/A | #N/A | #N/A | #N/A | #N/A | #N/A | #N/A | #N/A | #N/A | #N/A | #N/A | #N/A | #N/A | #N/A | #N/A | #N/A | #N/A | #N/A | 0 | #N/A | #N/A | #N/A
Thermal "mode" | 2 |  | 36 | 0.076 | 0 | 0 | #N/A | #N/A | #N/A | #N/A | #N/A | #N/A | #N/A | #N/A | #N/A | #N/A | #N/A | #N/A | #N/A | #N/A | #N/A | #N/A | #N/A | #N/A | #N/A | 0 | #N/A | #N/A | #N/A
| Tj (ºC) |  | 37 | 0.078 | 0 | 0 | #N/A | #N/A | #N/A | #N/A | #N/A | #N/A | #N/A | #N/A | #N/A | #N/A | #N/A | #N/A | #N/A | #N/A | #N/A | #N/A | #N/A | #N/A | #N/A | 0 | #N/A | #N/A | #N/A
| Tsp (ºC) |  | 38 | 0.08 | 0 | 0 | #N/A | #N/A | #N/A | #N/A | #N/A | #N/A | #N/A | #N/A | #N/A | #N/A | #N/A | #N/A | #N/A | #N/A | #N/A | #N/A | #N/A | #N/A | #N/A | 0 | #N/A | #N/A | #N/A
|  |  | 39 | 0.082 | 0 | 0 | #N/A | #N/A | #N/A | #N/A | #N/A | #N/A | #N/A | #N/A | #N/A | #N/A | #N/A | #N/A | #N/A | #N/A | #N/A | #N/A | #N/A | #N/A | #N/A | 0 | #N/A | #N/A | #N/A
|  |  | 40 | 0.084 | 0 | 0 | #N/A | #N/A | #N/A | #N/A | #N/A | #N/A | #N/A | #N/A | #N/A | #N/A | #N/A | #N/A | #N/A | #N/A | #N/A | #N/A | #N/A | #N/A | #N/A | 0 | #N/A | #N/A | #N/A
|  |  | 41 | 0.086 | 0 | 0 | #N/A | #N/A | #N/A | #N/A | #N/A | #N/A | #N/A | #N/A | #N/A | #N/A | #N/A | #N/A | #N/A | #N/A | #N/A | #N/A | #N/A | #N/A | #N/A | 0 | #N/A | #N/A | #N/A
|  |  | 42 | 0.088 | 0 | 0 | #N/A | #N/A | #N/A | #N/A | #N/A | #N/A | #N/A | #N/A | #N/A | #N/A | #N/A | #N/A | #N/A | #N/A | #N/A | #N/A | #N/A | #N/A | #N/A | 0 | #N/A | #N/A | #N/A
|  |  | 43 | 0.09 | 0 | 0 | #N/A | #N/A | #N/A | #N/A | #N/A | #N/A | #N/A | #N/A | #N/A | #N/A | #N/A | #N/A | #N/A | #N/A | #N/A | #N/A | #N/A | #N/A | #N/A | 0 | #N/A | #N/A | #N/A
|  |  | 44 | 0.092 | 0 | 0 | #N/A | #N/A | #N/A | #N/A | #N/A | #N/A | #N/A | #N/A | #N/A | #N/A | #N/A | #N/A | #N/A | #N/A | #N/A | #N/A | #N/A | #N/A | #N/A | 0 | #N/A | #N/A | #N/A
|  |  | 45 | 0.094 | 0 | 0 | #N/A | #N/A | #N/A | #N/A | #N/A | #N/A | #N/A | #N/A | #N/A | #N/A | #N/A | #N/A | #N/A | #N/A | #N/A | #N/A | #N/A | #N/A | #N/A | 0 | #N/A | #N/A | #N/A
|  |  | 46 | 0.096 | 0 | 0 | #N/A | #N/A | #N/A | #N/A | #N/A | #N/A | #N/A | #N/A | #N/A | #N/A | #N/A | #N/A | #N/A | #N/A | #N/A | #N/A | #N/A | #N/A | #N/A | 0 | #N/A | #N/A | #N/A
|  |  | 47 | 0.098 | 0 | 0 | #N/A | #N/A | #N/A | #N/A | #N/A | #N/A | #N/A | #N/A | #N/A | #N/A | #N/A | #N/A | #N/A | #N/A | #N/A | #N/A | #N/A | #N/A | #N/A | 0 | #N/A | #N/A | #N/A
|  |  | 48 | 0.1 | 0 | 0 | #N/A | #N/A | #N/A | #N/A | #N/A | #N/A | #N/A | #N/A | #N/A | #N/A | #N/A | #N/A | #N/A | #N/A | #N/A | #N/A | #N/A | #N/A | #N/A | 0 | #N/A | #N/A | #N/A
|  |  | 49 | 0.105 | 0 | 0 | #N/A | #N/A | #N/A | #N/A | #N/A | #N/A | #N/A | #N/A | #N/A | #N/A | #N/A | #N/A | #N/A | #N/A | #N/A | #N/A | #N/A | #N/A | #N/A | 0 | #N/A | #N/A | #N/A
|  |  | 50 | 0.11 | 0 | 0 | #N/A | #N/A | #N/A | #N/A | #N/A | #N/A | #N/A | #N/A | #N/A | #N/A | #N/A | #N/A | #N/A | #N/A | #N/A | #N/A | #N/A | #N/A | #N/A | 0 | #N/A | #N/A | #N/A
|  |  | 51 | 0.115 | 0 | 0 | #N/A | #N/A | #N/A | #N/A | #N/A | #N/A | #N/A | #N/A | #N/A | #N/A | #N/A | #N/A | #N/A | #N/A | #N/A | #N/A | #N/A | #N/A | #N/A | 0 | #N/A | #N/A | #N/A
|  |  | 52 | 0.12 | 0 | 0 | #N/A | #N/A | #N/A | #N/A | #N/A | #N/A | #N/A | #N/A | #N/A | #N/A | #N/A | #N/A | #N/A | #N/A | #N/A | #N/A | #N/A | #N/A | #N/A | 0 | #N/A | #N/A | #N/A
|  |  | 53 | 0.125 | 0 | 0 | #N/A | #N/A | #N/A | #N/A | #N/A | #N/A | #N/A | #N/A | #N/A | #N/A | #N/A | #N/A | #N/A | #N/A | #N/A | #N/A | #N/A | #N/A | #N/A | 0 | #N/A | #N/A | #N/A
|  |  | 54 | 0.13 | 0 | 0 | #N/A | #N/A | #N/A | #N/A | #N/A | #N/A | #N/A | #N/A | #N/A | #N/A | #N/A | #N/A | #N/A | #N/A | #N/A | #N/A | #N/A | #N/A | #N/A | 0 | #N/A | #N/A | #N/A
|  |  | 55 | 0.135 | 0 | 0 | #N/A | #N/A | #N/A | #N/A | #N/A | #N/A | #N/A | #N/A | #N/A | #N/A | #N/A | #N/A | #N/A | #N/A | #N/A | #N/A | #N/A | #N/A | #N/A | 0 | #N/A | #N/A | #N/A
|  |  | 56 | 0.14 | 0 | 0 | #N/A | #N/A | #N/A | #N/A | #N/A | #N/A | #N/A | #N/A | #N/A | #N/A | #N/A | #N/A | #N/A | #N/A | #N/A | #N/A | #N/A | #N/A | #N/A | 0 | #N/A | #N/A | #N/A
|  |  | 57 | 0.15 | 0 | 0 | #N/A | #N/A | #N/A | #N/A | #N/A | #N/A | #N/A | #N/A | #N/A | #N/A | #N/A | #N/A | #N/A | #N/A | #N/A | #N/A | #N/A | #N/A | #N/A | 0 | #N/A | #N/A | #N/A
|  |  | 58 | 0.16 | 0 | 0 | #N/A | #N/A | #N/A | #N/A | #N/A | #N/A | #N/A | #N/A | #N/A | #N/A | #N/A | #N/A | #N/A | #N/A | #N/A | #N/A | #N/A | #N/A | #N/A | 0 | #N/A | #N/A | #N/A
|  |  | 59 | 0.17 | 0 | 0 | #N/A | #N/A | #N/A | #N/A | #N/A | #N/A | #N/A | #N/A | #N/A | #N/A | #N/A | #N/A | #N/A | #N/A | #N/A | #N/A | #N/A | #N/A | #N/A | 0 | #N/A | #N/A | #N/A
|  |  | 60 | 0.175 | 0 | 0 | #N/A | #N/A | #N/A | #N/A | #N/A | #N/A | #N/A | #N/A | #N/A | #N/A | #N/A | #N/A | #N/A | #N/A | #N/A | #N/A | #N/A | #N/A | #N/A | 0 | #N/A | #N/A | #N/A
|  |  | 61 | 0.18 | 0 | 0 | #N/A | #N/A | #N/A | #N/A | #N/A | #N/A | #N/A | #N/A | #N/A | #N/A | #N/A | #N/A | #N/A | #N/A | #N/A | #N/A | #N/A | #N/A | #N/A | 0 | #N/A | #N/A | #N/A
|  |  | 62 | 0.19 | 0 | 0 | #N/A | #N/A | #N/A | #N/A | #N/A | #N/A | #N/A | #N/A | #N/A | #N/A | #N/A | #N/A | #N/A | #N/A | #N/A | #N/A | #N/A | #N/A | #N/A | 0 | #N/A | #N/A | #N/A
|  |  | 63 | 0.2 | 0 | 0 | #N/A | #N/A | #N/A | #N/A | #N/A | #N/A | #N/A | #N/A | #N/A | #N/A | #N/A | #N/A | #N/A | #N/A | #N/A | #N/A | #N/A | #N/A | #N/A | 0 | #N/A | #N/A | #N/A
|  |  | 64 | 0.21 | 0 | 0 | #N/A | #N/A | #N/A | #N/A | #N/A | #N/A | #N/A | #N/A | #N/A | #N/A | #N/A | #N/A | #N/A | #N/A | #N/A | #N/A | #N/A | #N/A | #N/A | 0 | #N/A | #N/A | #N/A
|  |  | 65 | 0.22 | 0 | 0 | #N/A | #N/A | #N/A | #N/A | #N/A | #N/A | #N/A | #N/A | #N/A | #N/A | #N/A | #N/A | #N/A | #N/A | #N/A | #N/A | #N/A | #N/A | #N/A | 0 | #N/A | #N/A | #N/A
|  |  | 66 | 0.23 | 0 | 0 | #N/A | #N/A | #N/A | #N/A | #N/A | #N/A | #N/A | #N/A | #N/A | #N/A | #N/A | #N/A | #N/A | #N/A | #N/A | #N/A | #N/A | #N/A | #N/A | 0 | #N/A | #N/A | #N/A
|  |  | 67 | 0.24 | 0 | 0 | #N/A | #N/A | #N/A | #N/A | #N/A | #N/A | #N/A | #N/A | #N/A | #N/A | #N/A | #N/A | #N/A | #N/A | #N/A | #N/A | #N/A | #N/A | #N/A | 0 | #N/A | #N/A | #N/A
|  |  | 68 | 0.25 | 0 | 0 | #N/A | #N/A | #N/A | #N/A | #N/A | #N/A | #N/A | #N/A | #N/A | #N/A | #N/A | #N/A | #N/A | #N/A | #N/A | #N/A | #N/A | #N/A | #N/A | 0 | #N/A | #N/A | #N/A
|  |  | 69 | 0.26 | 0 | 0 | #N/A | #N/A | #N/A | #N/A | #N/A | #N/A | #N/A | #N/A | #N/A | #N/A | #N/A | #N/A | #N/A | #N/A | #N/A | #N/A | #N/A | #N/A | #N/A | 0 | #N/A | #N/A | #N/A
|  |  | 70 | 0.27 | 0 | 0 | #N/A | #N/A | #N/A | #N/A | #N/A | #N/A | #N/A | #N/A | #N/A | #N/A | #N/A | #N/A | #N/A | #N/A | #N/A | #N/A | #N/A | #N/A | #N/A | 0 | #N/A | #N/A | #N/A
|  |  | 71 | 0.28 | 0 | 0 | #N/A | #N/A | #N/A | #N/A | #N/A | #N/A | #N/A | #N/A | #N/A | #N/A | #N/A | #N/A | #N/A | #N/A | #N/A | #N/A | #N/A | #N/A | #N/A | 0 | #N/A | #N/A | #N/A
|  |  | 72 | 0.29 | 0 | 0 | #N/A | #N/A | #N/A | #N/A | #N/A | #N/A | #N/A | #N/A | #N/A | #N/A | #N/A | #N/A | #N/A | #N/A | #N/A | #N/A | #N/A | #N/A | #N/A | 0 | #N/A | #N/A | #N/A
|  |  | 73 | 0.3 | 0 | 0 | #N/A | #N/A | #N/A | #N/A | #N/A | #N/A | #N/A | #N/A | #N/A | #N/A | #N/A | #N/A | #N/A | #N/A | #N/A | #N/A | #N/A | #N/A | #N/A | 0 | #N/A | #N/A | #N/A
|  |  | 74 | 0.31 | 0 | 0 | #N/A | #N/A | #N/A | #N/A | #N/A | #N/A | #N/A | #N/A | #N/A | #N/A | #N/A | #N/A | #N/A | #N/A | #N/A | #N/A | #N/A | #N/A | #N/A | 0 | #N/A | #N/A | #N/A
|  |  | 75 | 0.32 | 0 | 0 | #N/A | #N/A | #N/A | #N/A | #N/A | #N/A | #N/A | #N/A | #N/A | #N/A | #N/A | #N/A | #N/A | #N/A | #N/A | #N/A | #N/A | #N/A | #N/A | 0 | #N/A | #N/A | #N/A
|  |  | 76 | 0.33 | 0 | 0 | #N/A | #N/A | #N/A | #N/A | #N/A | #N/A | #N/A | #N/A | #N/A | #N/A | #N/A | #N/A | #N/A | #N/A | #N/A | #N/A | #N/A | #N/A | #N/A | 0 | #N/A | #N/A | #N/A
|  |  | 77 | 0.34 | 0 | 0 | #N/A | #N/A | #N/A | #N/A | #N/A | #N/A | #N/A | #N/A | #N/A | #N/A | #N/A | #N/A | #N/A | #N/A | #N/A | #N/A | #N/A | #N/A | #N/A | 0 | #N/A | #N/A | #N/A
|  |  | 78 | 0.35 | 0 | 0 | #N/A | #N/A | #N/A | #N/A | #N/A | #N/A | #N/A | #N/A | #N/A | #N/A | #N/A | #N/A | #N/A | #N/A | #N/A | #N/A | #N/A | #N/A | #N/A | 0 | #N/A | #N/A | #N/A
|  |  | 79 | 0.36 | 0 | 0 | #N/A | #N/A | #N/A | #N/A | #N/A | #N/A | #N/A | #N/A | #N/A | #N/A | #N/A | #N/A | #N/A | #N/A | #N/A | #N/A | #N/A | #N/A | #N/A | 0 | #N/A | #N/A | #N/A
|  |  | 80 | 0.37 | 0 | 0 | #N/A | #N/A | #N/A | #N/A | #N/A | #N/A | #N/A | #N/A | #N/A | #N/A | #N/A | #N/A | #N/A | #N/A | #N/A | #N/A | #N/A | #N/A | #N/A | 0 | #N/A | #N/A | #N/A
|  |  | 81 | 0.38 | 0 | 0 | #N/A | #N/A | #N/A | #N/A | #N/A | #N/A | #N/A | #N/A | #N/A | #N/A | #N/A | #N/A | #N/A | #N/A | #N/A | #N/A | #N/A | #N/A | #N/A | 0 | #N/A | #N/A | #N/A
|  |  | 82 | 0.39 | 0 | 0 | #N/A | #N/A | #N/A | #N/A | #N/A | #N/A | #N/A | #N/A | #N/A | #N/A | #N/A | #N/A | #N/A | #N/A | #N/A | #N/A | #N/A | #N/A | #N/A | 0 | #N/A | #N/A | #N/A
|  |  | 83 | 0.4 | 0 | 0 | #N/A | #N/A | #N/A | #N/A | #N/A | #N/A | #N/A | #N/A | #N/A | #N/A | #N/A | #N/A | #N/A | #N/A | #N/A | #N/A | #N/A | #N/A | #N/A | 0 | #N/A | #N/A | #N/A
|  |  | 84 | 0.41 | 0 | 0 | #N/A | #N/A | #N/A | #N/A | #N/A | #N/A | #N/A | #N/A | #N/A | #N/A | #N/A | #N/A | #N/A | #N/A | #N/A | #N/A | #N/A | #N/A | #N/A | 0 | #N/A | #N/A | #N/A
|  |  | 85 | 0.42 | 0 | 0 | #N/A | #N/A | #N/A | #N/A | #N/A | #N/A | #N/A | #N/A | #N/A | #N/A | #N/A | #N/A | #N/A | #N/A | #N/A | #N/A | #N/A | #N/A | #N/A | 0 | #N/A | #N/A | #N/A
|  |  | 86 | 0.43 | 0 | 0 | #N/A | #N/A | #N/A | #N/A | #N/A | #N/A | #N/A | #N/A | #N/A | #N/A | #N/A | #N/A | #N/A | #N/A | #N/A | #N/A | #N/A | #N/A | #N/A | 0 | #N/A | #N/A | #N/A
|  |  | 87 | 0.44 | 0 | 0 | #N/A | #N/A | #N/A | #N/A | #N/A | #N/A | #N/A | #N/A | #N/A | #N/A | #N/A | #N/A | #N/A | #N/A | #N/A | #N/A | #N/A | #N/A | #N/A | 0 | #N/A | #N/A | #N/A
|  |  | 88 | 0.45 | 0 | 0 | #N/A | #N/A | #N/A | #N/A | #N/A | #N/A | #N/A | #N/A | #N/A | #N/A | #N/A | #N/A | #N/A | #N/A | #N/A | #N/A | #N/A | #N/A | #N/A | 0 | #N/A | #N/A | #N/A
|  |  | 89 | 0.46 | 0 | 0 | #N/A | #N/A | #N/A | #N/A | #N/A | #N/A | #N/A | #N/A | #N/A | #N/A | #N/A | #N/A | #N/A | #N/A | #N/A | #N/A | #N/A | #N/A | #N/A | 0 | #N/A | #N/A | #N/A
|  |  | 90 | 0.47 | 0 | 0 | #N/A | #N/A | #N/A | #N/A | #N/A | #N/A | #N/A | #N/A | #N/A | #N/A | #N/A | #N/A | #N/A | #N/A | #N/A | #N/A | #N/A | #N/A | #N/A | 0 | #N/A | #N/A | #N/A
|  |  | 91 | 0.48 | 0 | 0 | #N/A | #N/A | #N/A | #N/A | #N/A | #N/A | #N/A | #N/A | #N/A | #N/A | #N/A | #N/A | #N/A | #N/A | #N/A | #N/A | #N/A | #N/A | #N/A | 0 | #N/A | #N/A | #N/A
|  |  | 92 | 0.49 | 0 | 0 | #N/A | #N/A | #N/A | #N/A | #N/A | #N/A | #N/A | #N/A | #N/A | #N/A | #N/A | #N/A | #N/A | #N/A | #N/A | #N/A | #N/A | #N/A | #N/A | 0 | #N/A | #N/A | #N/A
|  |  | 93 | 0.5 | 0 | 0 | #N/A | #N/A | #N/A | #N/A | #N/A | #N/A | #N/A | #N/A | #N/A | #N/A | #N/A | #N/A | #N/A | #N/A | #N/A | #N/A | #N/A | #N/A | #N/A | 0 | #N/A | #N/A | #N/A
|  |  | 94 | 0.51 | 0 | 0 | #N/A | #N/A | #N/A | #N/A | #N/A | #N/A | #N/A | #N/A | #N/A | #N/A | #N/A | #N/A | #N/A | #N/A | #N/A | #N/A | #N/A | #N/A | #N/A | 0 | #N/A | #N/A | #N/A
|  |  | 95 | 0.52 | 0 | 0 | #N/A | #N/A | #N/A | #N/A | #N/A | #N/A | #N/A | #N/A | #N/A | #N/A | #N/A | #N/A | #N/A | #N/A | #N/A | #N/A | #N/A | #N/A | #N/A | 0 | #N/A | #N/A | #N/A
|  |  | 96 | 0.53 | 0 | 0 | #N/A | #N/A | #N/A | #N/A | #N/A | #N/A | #N/A | #N/A | #N/A | #N/A | #N/A | #N/A | #N/A | #N/A | #N/A | #N/A | #N/A | #N/A | #N/A | 0 | #N/A | #N/A | #N/A
|  |  | 97 | 0.54 | 0 | 0 | #N/A | #N/A | #N/A | #N/A | #N/A | #N/A | #N/A | #N/A | #N/A | #N/A | #N/A | #N/A | #N/A | #N/A | #N/A | #N/A | #N/A | #N/A | #N/A | 0 | #N/A | #N/A | #N/A
|  |  | 98 | 0.55 | 0 | 0 | #N/A | #N/A | #N/A | #N/A | #N/A | #N/A | #N/A | #N/A | #N/A | #N/A | #N/A | #N/A | #N/A | #N/A | #N/A | #N/A | #N/A | #N/A | #N/A | 0 | #N/A | #N/A | #N/A
|  |  | 99 | 0.6 | 0 | 0 | #N/A | #N/A | #N/A | #N/A | #N/A | #N/A | #N/A | #N/A | #N/A | #N/A | #N/A | #N/A | #N/A | #N/A | #N/A | #N/A | #N/A | #N/A | #N/A | 0 | #N/A | #N/A | #N/A
|  |  | 100 | 0.65 | 0 | 0 | #N/A | #N/A | #N/A | #N/A | #N/A | #N/A | #N/A | #N/A | #N/A | #N/A | #N/A | #N/A | #N/A | #N/A | #N/A | #N/A | #N/A | #N/A | #N/A | 0 | #N/A | #N/A | #N/A
|  |  | 101 | 0.7 | 0 | 0 | #N/A | #N/A | #N/A | #N/A | #N/A | #N/A | #N/A | #N/A | #N/A | #N/A | #N/A | #N/A | #N/A | #N/A | #N/A | #N/A | #N/A | #N/A | #N/A | 0 | #N/A | #N/A | #N/A
|  |  | 102 | 0.75 | 0 | 0 | #N/A | #N/A | #N/A | #N/A | #N/A | #N/A | #N/A | #N/A | #N/A | #N/A | #N/A | #N/A | #N/A | #N/A | #N/A | #N/A | #N/A | #N/A | #N/A | 0 | #N/A | #N/A | #N/A
|  |  | 103 | 0.8 | 0 | 0 | #N/A | #N/A | #N/A | #N/A | #N/A | #N/A | #N/A | #N/A | #N/A | #N/A | #N/A | #N/A | #N/A | #N/A | #N/A | #N/A | #N/A | #N/A | #N/A | 0 | #N/A | #N/A | #N/A
|  |  | 104 | 0.85 | 0 | 0 | #N/A | #N/A | #N/A | #N/A | #N/A | #N/A | #N/A | #N/A | #N/A | #N/A | #N/A | #N/A | #N/A | #N/A | #N/A | #N/A | #N/A | #N/A | #N/A | 0 | #N/A | #N/A | #N/A
|  |  | 105 | 0.9 | 0 | 0 | #N/A | #N/A | #N/A | #N/A | #N/A | #N/A | #N/A | #N/A | #N/A | #N/A | #N/A | #N/A | #N/A | #N/A | #N/A | #N/A | #N/A | #N/A | #N/A | 0 | #N/A | #N/A | #N/A
|  |  | 106 | 0.95 | 0 | 0 | #N/A | #N/A | #N/A | #N/A | #N/A | #N/A | #N/A | #N/A | #N/A | #N/A | #N/A | #N/A | #N/A | #N/A | #N/A | #N/A | #N/A | #N/A | #N/A | 0 | #N/A | #N/A | #N/A
|  |  | 107 | 1 | 0 | 0 | #N/A | #N/A | #N/A | #N/A | #N/A | #N/A | #N/A | #N/A | #N/A | #N/A | #N/A | #N/A | #N/A | #N/A | #N/A | #N/A | #N/A | #N/A | #N/A | 0 | #N/A | #N/A | #N/A
|  |  | 108 | 1.05 | 0 | 0 | #N/A | #N/A | #N/A | #N/A | #N/A | #N/A | #N/A | #N/A | #N/A | #N/A | #N/A | #N/A | #N/A | #N/A | #N/A | #N/A | #N/A | #N/A | #N/A | 0 | #N/A | #N/A | #N/A
|  |  | 109 | 1.1 | 0 | 0 | #N/A | #N/A | #N/A | #N/A | #N/A | #N/A | #N/A | #N/A | #N/A | #N/A | #N/A | #N/A | #N/A | #N/A | #N/A | #N/A | #N/A | #N/A | #N/A | 0 | #N/A | #N/A | #N/A
|  |  | 110 | 1.15 | 0 | 0 | #N/A | #N/A | #N/A | #N/A | #N/A | #N/A | #N/A | #N/A | #N/A | #N/A | #N/A | #N/A | #N/A | #N/A | #N/A | #N/A | #N/A | #N/A | #N/A | 0 | #N/A | #N/A | #N/A
|  |  | 111 | 1.2 | 0 | 0 | #N/A | #N/A | #N/A | #N/A | #N/A | #N/A | #N/A | #N/A | #N/A | #N/A | #N/A | #N/A | #N/A | #N/A | #N/A | #N/A | #N/A | #N/A | #N/A | 0 | #N/A | #N/A | #N/A
|  |  | 112 | 1.25 | 0 | 0 | #N/A | #N/A | #N/A | #N/A | #N/A | #N/A | #N/A | #N/A | #N/A | #N/A | #N/A | #N/A | #N/A | #N/A | #N/A | #N/A | #N/A | #N/A | #N/A | 0 | #N/A | #N/A | #N/A
|  |  | 113 | 1.3 | 0 | 0 | #N/A | #N/A | #N/A | #N/A | #N/A | #N/A | #N/A | #N/A | #N/A | #N/A | #N/A | #N/A | #N/A | #N/A | #N/A | #N/A | #N/A | #N/A | #N/A | 0 | #N/A | #N/A | #N/A
|  |  | 114 | 1.35 | 0 | 0 | #N/A | #N/A | #N/A | #N/A | #N/A | #N/A | #N/A | #N/A | #N/A | #N/A | #N/A | #N/A | #N/A | #N/A | #N/A | #N/A | #N/A | #N/A | #N/A | 0 | #N/A | #N/A | #N/A
|  |  | 115 | 1.4 | 0 | 0 | #N/A | #N/A | #N/A | #N/A | #N/A | #N/A | #N/A | #N/A | #N/A | #N/A | #N/A | #N/A | #N/A | #N/A | #N/A | #N/A | #N/A | #N/A | #N/A | 0 | #N/A | #N/A | #N/A
|  |  | 116 | 1.45 | 0 | 0 | #N/A | #N/A | #N/A | #N/A | #N/A | #N/A | #N/A | #N/A | #N/A | #N/A | #N/A | #N/A | #N/A | #N/A | #N/A | #N/A | #N/A | #N/A | #N/A | 0 | #N/A | #N/A | #N/A
|  |  | 117 | 1.5 | 0 | 0 | #N/A | #N/A | #N/A | #N/A | #N/A | #N/A | #N/A | #N/A | #N/A | #N/A | #N/A | #N/A | #N/A | #N/A | #N/A | #N/A | #N/A | #N/A | #N/A | 0 | #N/A | #N/A | #N/A
|  |  | 118 | 1.55 | 0 | 0 | #N/A | #N/A | #N/A | #N/A | #N/A | #N/A | #N/A | #N/A | #N/A | #N/A | #N/A | #N/A | #N/A | #N/A | #N/A | #N/A | #N/A | #N/A | #N/A | 0 | #N/A | #N/A | #N/A
|  |  | 119 | 1.6 | 0 | 0 | #N/A | #N/A | #N/A | #N/A | #N/A | #N/A | #N/A | #N/A | #N/A | #N/A | #N/A | #N/A | #N/A | #N/A | #N/A | #N/A | #N/A | #N/A | #N/A | 0 | #N/A | #N/A | #N/A
|  |  | 120 | 1.65 | 0 | 0 | #N/A | #N/A | #N/A | #N/A | #N/A | #N/A | #N/A | #N/A | #N/A | #N/A | #N/A | #N/A | #N/A | #N/A | #N/A | #N/A | #N/A | #N/A | #N/A | 0 | #N/A | #N/A | #N/A
|  |  | 121 | 1.7 | 0 | 0 | #N/A | #N/A | #N/A | #N/A | #N/A | #N/A | #N/A | #N/A | #N/A | #N/A | #N/A | #N/A | #N/A | #N/A | #N/A | #N/A | #N/A | #N/A | #N/A | 0 | #N/A | #N/A | #N/A
|  |  | 122 | 1.8 | 0 | 0 | #N/A | #N/A | #N/A | #N/A | #N/A | #N/A | #N/A | #N/A | #N/A | #N/A | #N/A | #N/A | #N/A | #N/A | #N/A | #N/A | #N/A | #N/A | #N/A | 0 | #N/A | #N/A | #N/A
|  |  | 123 | 1.9 | 0 | 0 | #N/A | #N/A | #N/A | #N/A | #N/A | #N/A | #N/A | #N/A | #N/A | #N/A | #N/A | #N/A | #N/A | #N/A | #N/A | #N/A | #N/A | #N/A | #N/A | 0 | #N/A | #N/A | #N/A
|  |  | 124 | 2 | 0 | 0 | #N/A | #N/A | #N/A | #N/A | #N/A | #N/A | #N/A | #N/A | #N/A | #N/A | #N/A | #N/A | #N/A | #N/A | #N/A | #N/A | #N/A | #N/A | #N/A | 0 | #N/A | #N/A | #N/A
|  |  | 125 | 2.1 | 0 | 0 | #N/A | #N/A | #N/A | #N/A | #N/A | #N/A | #N/A | #N/A | #N/A | #N/A | #N/A | #N/A | #N/A | #N/A | #N/A | #N/A | #N/A | #N/A | #N/A | 0 | #N/A | #N/A | #N/A
|  |  | 126 | 2.2 | 0 | 0 | #N/A | #N/A | #N/A | #N/A | #N/A | #N/A | #N/A | #N/A | #N/A | #N/A | #N/A | #N/A | #N/A | #N/A | #N/A | #N/A | #N/A | #N/A | #N/A | 0 | #N/A | #N/A | #N/A
|  |  | 127 | 2.3 | 0 | 0 | #N/A | #N/A | #N/A | #N/A | #N/A | #N/A | #N/A | #N/A | #N/A | #N/A | #N/A | #N/A | #N/A | #N/A | #N/A | #N/A | #N/A | #N/A | #N/A | 0 | #N/A | #N/A | #N/A
|  |  | 128 | 2.4 | 0 | 0 | #N/A | #N/A | #N/A | #N/A | #N/A | #N/A | #N/A | #N/A | #N/A | #N/A | #N/A | #N/A | #N/A | #N/A | #N/A | #N/A | #N/A | #N/A | #N/A | 0 | #N/A | #N/A | #N/A
|  |  | 129 | 2.5 | 0 | 0 | #N/A | #N/A | #N/A | #N/A | #N/A | #N/A | #N/A | #N/A | #N/A | #N/A | #N/A | #N/A | #N/A | #N/A | #N/A | #N/A | #N/A | #N/A | #N/A | 0 | #N/A | #N/A | #N/A
|  |  | 130 | 2.6 | 0 | 0 | #N/A | #N/A | #N/A | #N/A | #N/A | #N/A | #N/A | #N/A | #N/A | #N/A | #N/A | #N/A | #N/A | #N/A | #N/A | #N/A | #N/A | #N/A | #N/A | 0 | #N/A | #N/A | #N/A
|  |  | 131 | 2.7 | 0 | 0 | #N/A | #N/A | #N/A | #N/A | #N/A | #N/A | #N/A | #N/A | #N/A | #N/A | #N/A | #N/A | #N/A | #N/A | #N/A | #N/A | #N/A | #N/A | #N/A | 0 | #N/A | #N/A | #N/A
|  |  | 132 | 2.8 | 0 | 0 | #N/A | #N/A | #N/A | #N/A | #N/A | #N/A | #N/A | #N/A | #N/A | #N/A | #N/A | #N/A | #N/A | #N/A | #N/A | #N/A | #N/A | #N/A | #N/A | 0 | #N/A | #N/A | #N/A
|  |  | 133 | 2.9 | 0 | 0 | #N/A | #N/A | #N/A | #N/A | #N/A | #N/A | #N/A | #N/A | #N/A | #N/A | #N/A | #N/A | #N/A | #N/A | #N/A | #N/A | #N/A | #N/A | #N/A | 0 | #N/A | #N/A | #N/A
|  |  | 134 | 3 | 0 | 0 | #N/A | #N/A | #N/A | #N/A | #N/A | #N/A | #N/A | #N/A | #N/A | #N/A | #N/A | #N/A | #N/A | #N/A | #N/A | #N/A | #N/A | #N/A | #N/A | 0 | #N/A | #N/A | #N/A
|  |  | 135 | 3.1 | 0 | 0 | #N/A | #N/A | #N/A | #N/A | #N/A | #N/A | #N/A | #N/A | #N/A | #N/A | #N/A | #N/A | #N/A | #N/A | #N/A | #N/A | #N/A | #N/A | #N/A | 0 | #N/A | #N/A | #N/A
|  |  | 136 | 3.2 | 0 | 0 | #N/A | #N/A | #N/A | #N/A | #N/A | #N/A | #N/A | #N/A | #N/A | #N/A | #N/A | #N/A | #N/A | #N/A | #N/A | #N/A | #N/A | #N/A | #N/A | 0 | #N/A | #N/A | #N/A
|  |  | 137 | 3.3 | 0 | 0 | #N/A | #N/A | #N/A | #N/A | #N/A | #N/A | #N/A | #N/A | #N/A | #N/A | #N/A | #N/A | #N/A | #N/A | #N/A | #N/A | #N/A | #N/A | #N/A | 0 | #N/A | #N/A | #N/A
|  |  | 138 | 3.4 | 0 | 0 | #N/A | #N/A | #N/A | #N/A | #N/A | #N/A | #N/A | #N/A | #N/A | #N/A | #N/A | #N/A | #N/A | #N/A | #N/A | #N/A | #N/A | #N/A | #N/A | 0 | #N/A | #N/A | #N/A
|  |  | 139 | 3.5 | 0 | 0 | #N/A | #N/A | #N/A | #N/A | #N/A | #N/A | #N/A | #N/A | #N/A | #N/A | #N/A | #N/A | #N/A | #N/A | #N/A | #N/A | #N/A | #N/A | #N/A | 0 | #N/A | #N/A | #N/A
|  |  | 140 | 3.6 | 0 | 0 | #N/A | #N/A | #N/A | #N/A | #N/A | #N/A | #N/A | #N/A | #N/A | #N/A | #N/A | #N/A | #N/A | #N/A | #N/A | #N/A | #N/A | #N/A | #N/A | 0 | #N/A | #N/A | #N/A
|  |  | 141 | 3.7 | 0 | 0 | #N/A | #N/A | #N/A | #N/A | #N/A | #N/A | #N/A | #N/A | #N/A | #N/A | #N/A | #N/A | #N/A | #N/A | #N/A | #N/A | #N/A | #N/A | #N/A | 0 | #N/A | #N/A | #N/A
|  |  | 142 | 3.8 | 0 | 0 | #N/A | #N/A | #N/A | #N/A | #N/A | #N/A | #N/A | #N/A | #N/A | #N/A | #N/A | #N/A | #N/A | #N/A | #N/A | #N/A | #N/A | #N/A | #N/A | 0 | #N/A | #N/A | #N/A
|  |  | 143 | 3.9 | 0 | 0 | #N/A | #N/A | #N/A | #N/A | #N/A | #N/A | #N/A | #N/A | #N/A | #N/A | #N/A | #N/A | #N/A | #N/A | #N/A | #N/A | #N/A | #N/A | #N/A | 0 | #N/A | #N/A | #N/A
|  |  | 144 | 4 | 0 | 0 | #N/A | #N/A | #N/A | #N/A | #N/A | #N/A | #N/A | #N/A | #N/A | #N/A | #N/A | #N/A | #N/A | #N/A | #N/A | #N/A | #N/A | #N/A | #N/A | 0 | #N/A | #N/A | #N/A
|  |  | 145 | 4.1 | 0 | 0 | #N/A | #N/A | #N/A | #N/A | #N/A | #N/A | #N/A | #N/A | #N/A | #N/A | #N/A | #N/A | #N/A | #N/A | #N/A | #N/A | #N/A | #N/A | #N/A | 0 | #N/A | #N/A | #N/A
|  |  | 146 | 4.2 | 0 | 0 | #N/A | #N/A | #N/A | #N/A | #N/A | #N/A | #N/A | #N/A | #N/A | #N/A | #N/A | #N/A | #N/A | #N/A | #N/A | #N/A | #N/A | #N/A | #N/A | 0 | #N/A | #N/A | #N/A
|  |  | 147 | 4.3 | 0 | 0 | #N/A | #N/A | #N/A | #N/A | #N/A | #N/A | #N/A | #N/A | #N/A | #N/A | #N/A | #N/A | #N/A | #N/A | #N/A | #N/A | #N/A | #N/A | #N/A | 0 | #N/A | #N/A | #N/A
|  |  | 148 | 4.4 | 0 | 0 | #N/A | #N/A | #N/A | #N/A | #N/A | #N/A | #N/A | #N/A | #N/A | #N/A | #N/A | #N/A | #N/A | #N/A | #N/A | #N/A | #N/A | #N/A | #N/A | 0 | #N/A | #N/A | #N/A
|  |  | 149 | 4.5 | 0 | 0 | #N/A | #N/A | #N/A | #N/A | #N/A | #N/A | #N/A | #N/A | #N/A | #N/A | #N/A | #N/A | #N/A | #N/A | #N/A | #N/A | #N/A | #N/A | #N/A | 0 | #N/A | #N/A | #N/A
|  |  | 150 | 4.6 | 0 | 0 | #N/A | #N/A | #N/A | #N/A | #N/A | #N/A | #N/A | #N/A | #N/A | #N/A | #N/A | #N/A | #N/A | #N/A | #N/A | #N/A | #N/A | #N/A | #N/A | 0 | #N/A | #N/A | #N/A
|  |  | 151 | 4.7 | 0 | 0 | #N/A | #N/A | #N/A | #N/A | #N/A | #N/A | #N/A | #N/A | #N/A | #N/A | #N/A | #N/A | #N/A | #N/A | #N/A | #N/A | #N/A | #N/A | #N/A | 0 | #N/A | #N/A | #N/A
|  |  | 152 | 4.8 | 0 | 0 | #N/A | #N/A | #N/A | #N/A | #N/A | #N/A | #N/A | #N/A | #N/A | #N/A | #N/A | #N/A | #N/A | #N/A | #N/A | #N/A | #N/A | #N/A | #N/A | 0 | #N/A | #N/A | #N/A
|  |  | 153 | 4.9 | 0 | 0 | #N/A | #N/A | #N/A | #N/A | #N/A | #N/A | #N/A | #N/A | #N/A | #N/A | #N/A | #N/A | #N/A | #N/A | #N/A | #N/A | #N/A | #N/A | #N/A | 0 | #N/A | #N/A | #N/A
|  |  | 154 | 5 | 0 | 0 | #N/A | #N/A | #N/A | #N/A | #N/A | #N/A | #N/A | #N/A | #N/A | #N/A | #N/A | #N/A | #N/A | #N/A | #N/A | #N/A | #N/A | #N/A | #N/A | 0 | #N/A | #N/A | #N/A
|  |  | 155 | 5.1 | 0 | 0 | #N/A | #N/A | #N/A | #N/A | #N/A | #N/A | #N/A | #N/A | #N/A | #N/A | #N/A | #N/A | #N/A | #N/A | #N/A | #N/A | #N/A | #N/A | #N/A | 0 | #N/A | #N/A | #N/A
|  |  | 156 | 5.2 | 0 | 0 | #N/A | #N/A | #N/A | #N/A | #N/A | #N/A | #N/A | #N/A | #N/A | #N/A | #N/A | #N/A | #N/A | #N/A | #N/A | #N/A | #N/A | #N/A | #N/A | 0 | #N/A | #N/A | #N/A
|  |  | 157 | 5.3 | 0 | 0 | #N/A | #N/A | #N/A | #N/A | #N/A | #N/A | #N/A | #N/A | #N/A | #N/A | #N/A | #N/A | #N/A | #N/A | #N/A | #N/A | #N/A | #N/A | #N/A | 0 | #N/A | #N/A | #N/A
|  |  | 158 | 5.4 | 0 | 0 | #N/A | #N/A | #N/A | #N/A | #N/A | #N/A | #N/A | #N/A | #N/A | #N/A | #N/A | #N/A | #N/A | #N/A | #N/A | #N/A | #N/A | #N/A | #N/A | 0 | #N/A | #N/A | #N/A
|  |  | 159 | 5.5 | 0 | 0 | #N/A | #N/A | #N/A | #N/A | #N/A | #N/A | #N/A | #N/A | #N/A | #N/A | #N/A | #N/A | #N/A | #N/A | #N/A | #N/A | #N/A | #N/A | #N/A | 0 | #N/A | #N/A | #N/A
|  |  | 160 | 5.6 | 0 | 0 | #N/A | #N/A | #N/A | #N/A | #N/A | #N/A | #N/A | #N/A | #N/A | #N/A | #N/A | #N/A | #N/A | #N/A | #N/A | #N/A | #N/A | #N/A | #N/A | 0 | #N/A | #N/A | #N/A
|  |  | 161 | 5.7 | 0 | 0 | #N/A | #N/A | #N/A | #N/A | #N/A | #N/A | #N/A | #N/A | #N/A | #N/A | #N/A | #N/A | #N/A | #N/A | #N/A | #N/A | #N/A | #N/A | #N/A | 0 | #N/A | #N/A | #N/A
|  |  | 162 | 5.8 | 0 | 0 | #N/A | #N/A | #N/A | #N/A | #N/A | #N/A | #N/A | #N/A | #N/A | #N/A | #N/A | #N/A | #N/A | #N/A | #N/A | #N/A | #N/A | #N/A | #N/A | 0 | #N/A | #N/A | #N/A
|  |  | 163 | 5.9 | 0 | 0 | #N/A | #N/A | #N/A | #N/A | #N/A | #N/A | #N/A | #N/A | #N/A | #N/A | #N/A | #N/A | #N/A | #N/A | #N/A | #N/A | #N/A | #N/A | #N/A | 0 | #N/A | #N/A | #N/A
|  |  | 164 | 6 | 0 | 0 | #N/A | #N/A | #N/A | #N/A | #N/A | #N/A | #N/A | #N/A | #N/A | #N/A | #N/A | #N/A | #N/A | #N/A | #N/A | #N/A | #N/A | #N/A | #N/A | 0 | #N/A | #N/A | #N/A
|  |  | 165 | 6.1 | 0 | 0 | #N/A | #N/A | #N/A | #N/A | #N/A | #N/A | #N/A | #N/A | #N/A | #N/A | #N/A | #N/A | #N/A | #N/A | #N/A | #N/A | #N/A | #N/A | #N/A | 0 | #N/A | #N/A | #N/A
|  |  | 166 | 6.2 | 0 | 0 | #N/A | #N/A | #N/A | #N/A | #N/A | #N/A | #N/A | #N/A | #N/A | #N/A | #N/A | #N/A | #N/A | #N/A | #N/A | #N/A | #N/A | #N/A | #N/A | 0 | #N/A | #N/A | #N/A
|  |  | 167 | 6.3 | 0 | 0 | #N/A | #N/A | #N/A | #N/A | #N/A | #N/A | #N/A | #N/A | #N/A | #N/A | #N/A | #N/A | #N/A | #N/A | #N/A | #N/A | #N/A | #N/A | #N/A | 0 | #N/A | #N/A | #N/A
|  |  | 168 | 6.4 | 0 | 0 | #N/A | #N/A | #N/A | #N/A | #N/A | #N/A | #N/A | #N/A | #N/A | #N/A | #N/A | #N/A | #N/A | #N/A | #N/A | #N/A | #N/A | #N/A | #N/A | 0 | #N/A | #N/A | #N/A
|  |  | 169 | 6.5 | 0 | 0 | #N/A | #N/A | #N/A | #N/A | #N/A | #N/A | #N/A | #N/A | #N/A | #N/A | #N/A | #N/A | #N/A | #N/A | #N/A | #N/A | #N/A | #N/A | #N/A | 0 | #N/A | #N/A | #N/A

## led3 (hidden)
[5 empty] | Values from MODELS tab |  | Calculations
Values from CHARACTERIZE tab |  |  | Index | Current | Vf | %LF | Voltage | Power | Flux | Efficacy | %LF | lm/$ | $/lm | ¢/lm | # of LEDs | SYS Power | SYS lm total | SYS lm per LED | SYS lm/W | SYS $ | Tj (ºC) | Tsp (ºC) | Max HS Rth | Min HS in² | Min HS mm² | Power for Temperature Calculations | LF degradation factor due to temperature | Lumens (not rounded) | Voltage (not rounded)
Model | 1 |  | 0 | 0 |  |  | 0 | 0 | 0 | 0 | 0 | 0 | 0 | 0 | 0 | 0 | 0 | 0 | 0 | 0 | 0 | 0 | 0 | 0 | 0 | 0
Flux Bin | 1 |  | 1 | 0.01 | 0 | 0 | #N/A | #N/A | #N/A | #N/A | #N/A | #N/A | #N/A | #N/A | #N/A | #N/A | #N/A | #N/A | #N/A | #N/A | #N/A | #N/A | #N/A | #N/A | #N/A | 0 | #N/A | #N/A | #N/A
Flux | 0 |  | 2 | 0.012 | 0 | 0 | #N/A | #N/A | #N/A | #N/A | #N/A | #N/A | #N/A | #N/A | #N/A | #N/A | #N/A | #N/A | #N/A | #N/A | #N/A | #N/A | #N/A | #N/A | #N/A | 0 | #N/A | #N/A | #N/A
Price | 0 |  | 3 | 0.014 | 0 | 0 | #N/A | #N/A | #N/A | #N/A | #N/A | #N/A | #N/A | #N/A | #N/A | #N/A | #N/A | #N/A | #N/A | #N/A | #N/A | #N/A | #N/A | #N/A | #N/A | 0 | #N/A | #N/A | #N/A
Multiple | 1 |  | 4 | 0.016 | 0 | 0 | #N/A | #N/A | #N/A | #N/A | #N/A | #N/A | #N/A | #N/A | #N/A | #N/A | #N/A | #N/A | #N/A | #N/A | #N/A | #N/A | #N/A | #N/A | #N/A | 0 | #N/A | #N/A | #N/A
T Type | 2 |  | 5 | 0.018 | 0 | 0 | #N/A | #N/A | #N/A | #N/A | #N/A | #N/A | #N/A | #N/A | #N/A | #N/A | #N/A | #N/A | #N/A | #N/A | #N/A | #N/A | #N/A | #N/A | #N/A | 0 | #N/A | #N/A | #N/A
T Value | 25 |  | 6 | 0.02 | 0 | 0 | #N/A | #N/A | #N/A | #N/A | #N/A | #N/A | #N/A | #N/A | #N/A | #N/A | #N/A | #N/A | #N/A | #N/A | #N/A | #N/A | #N/A | #N/A | #N/A | 0 | #N/A | #N/A | #N/A
Rth pcb | 4 |  | 7 | 0.022 | 0 | 0 | #N/A | #N/A | #N/A | #N/A | #N/A | #N/A | #N/A | #N/A | #N/A | #N/A | #N/A | #N/A | #N/A | #N/A | #N/A | #N/A | #N/A | #N/A | #N/A | 0 | #N/A | #N/A | #N/A
Rth pcb-hs | 1 |  | 8 | 0.024 | 0 | 0 | #N/A | #N/A | #N/A | #N/A | #N/A | #N/A | #N/A | #N/A | #N/A | #N/A | #N/A | #N/A | #N/A | #N/A | #N/A | #N/A | #N/A | #N/A | #N/A | 0 | #N/A | #N/A | #N/A
Rth hs | 2 |  | 9 | 0.026 | 0 | 0 | #N/A | #N/A | #N/A | #N/A | #N/A | #N/A | #N/A | #N/A | #N/A | #N/A | #N/A | #N/A | #N/A | #N/A | #N/A | #N/A | #N/A | #N/A | #N/A | 0 | #N/A | #N/A | #N/A
Ta | 0 |  | 10 | 0.028 | 0 | 0 | #N/A | #N/A | #N/A | #N/A | #N/A | #N/A | #N/A | #N/A | #N/A | #N/A | #N/A | #N/A | #N/A | #N/A | #N/A | #N/A | #N/A | #N/A | #N/A | 0 | #N/A | #N/A | #N/A
Max Tsp | 0 |  | 11 | 0.03 | 0 | 0 | #N/A | #N/A | #N/A | #N/A | #N/A | #N/A | #N/A | #N/A | #N/A | #N/A | #N/A | #N/A | #N/A | #N/A | #N/A | #N/A | #N/A | #N/A | #N/A | 0 | #N/A | #N/A | #N/A
Max Tj | 0 |  | 12 | 0.032 | 0 | 0 | #N/A | #N/A | #N/A | #N/A | #N/A | #N/A | #N/A | #N/A | #N/A | #N/A | #N/A | #N/A | #N/A | #N/A | #N/A | #N/A | #N/A | #N/A | #N/A | 0 | #N/A | #N/A | #N/A
DeltaVf | 0 |  | 13 | 0.034 | 0 | 0 | #N/A | #N/A | #N/A | #N/A | #N/A | #N/A | #N/A | #N/A | #N/A | #N/A | #N/A | #N/A | #N/A | #N/A | #N/A | #N/A | #N/A | #N/A | #N/A | 0 | #N/A | #N/A | #N/A
Values from MODELS database |  |  | 14 | 0.036 | 0 | 0 | #N/A | #N/A | #N/A | #N/A | #N/A | #N/A | #N/A | #N/A | #N/A | #N/A | #N/A | #N/A | #N/A | #N/A | #N/A | #N/A | #N/A | #N/A | #N/A | 0 | #N/A | #N/A | #N/A
Current |  |  | 15 | 0.038 | 0 | 0 | #N/A | #N/A | #N/A | #N/A | #N/A | #N/A | #N/A | #N/A | #N/A | #N/A | #N/A | #N/A | #N/A | #N/A | #N/A | #N/A | #N/A | #N/A | #N/A | 0 | #N/A | #N/A | #N/A
Min | 0 | 1 | 16 | 0.04 | 0 | 0 | #N/A | #N/A | #N/A | #N/A | #N/A | #N/A | #N/A | #N/A | #N/A | #N/A | #N/A | #N/A | #N/A | #N/A | #N/A | #N/A | #N/A | #N/A | #N/A | 0 | #N/A | #N/A | #N/A
Max | 0 | 2 | 17 | 0.042 | 0 | 0 | #N/A | #N/A | #N/A | #N/A | #N/A | #N/A | #N/A | #N/A | #N/A | #N/A | #N/A | #N/A | #N/A | #N/A | #N/A | #N/A | #N/A | #N/A | #N/A | 0 | #N/A | #N/A | #N/A
%LF |  |  | 18 | 0.044 | 0 | 0 | #N/A | #N/A | #N/A | #N/A | #N/A | #N/A | #N/A | #N/A | #N/A | #N/A | #N/A | #N/A | #N/A | #N/A | #N/A | #N/A | #N/A | #N/A | #N/A | 0 | #N/A | #N/A | #N/A
x^3 | 0 | 3 | 19 | 0.046 | 0 | 0 | #N/A | #N/A | #N/A | #N/A | #N/A | #N/A | #N/A | #N/A | #N/A | #N/A | #N/A | #N/A | #N/A | #N/A | #N/A | #N/A | #N/A | #N/A | #N/A | 0 | #N/A | #N/A | #N/A
x^2 | 0 | 4 | 20 | 0.048 | 0 | 0 | #N/A | #N/A | #N/A | #N/A | #N/A | #N/A | #N/A | #N/A | #N/A | #N/A | #N/A | #N/A | #N/A | #N/A | #N/A | #N/A | #N/A | #N/A | #N/A | 0 | #N/A | #N/A | #N/A
x | 0 | 5 | 21 | 0.05 | 0 | 0 | #N/A | #N/A | #N/A | #N/A | #N/A | #N/A | #N/A | #N/A | #N/A | #N/A | #N/A | #N/A | #N/A | #N/A | #N/A | #N/A | #N/A | #N/A | #N/A | 0 | #N/A | #N/A | #N/A
a | 0 | 6 | 22 | 0.052 | 0 | 0 | #N/A | #N/A | #N/A | #N/A | #N/A | #N/A | #N/A | #N/A | #N/A | #N/A | #N/A | #N/A | #N/A | #N/A | #N/A | #N/A | #N/A | #N/A | #N/A | 0 | #N/A | #N/A | #N/A
Vf |  |  | 23 | 0.054 | 0 | 0 | #N/A | #N/A | #N/A | #N/A | #N/A | #N/A | #N/A | #N/A | #N/A | #N/A | #N/A | #N/A | #N/A | #N/A | #N/A | #N/A | #N/A | #N/A | #N/A | 0 | #N/A | #N/A | #N/A
x^3 | 0 | 7 | 24 | 0.056 | 0 | 0 | #N/A | #N/A | #N/A | #N/A | #N/A | #N/A | #N/A | #N/A | #N/A | #N/A | #N/A | #N/A | #N/A | #N/A | #N/A | #N/A | #N/A | #N/A | #N/A | 0 | #N/A | #N/A | #N/A
x^2 | 0 | 8 | 25 | 0.058 | 0 | 0 | #N/A | #N/A | #N/A | #N/A | #N/A | #N/A | #N/A | #N/A | #N/A | #N/A | #N/A | #N/A | #N/A | #N/A | #N/A | #N/A | #N/A | #N/A | #N/A | 0 | #N/A | #N/A | #N/A
x | 0 | 9 | 26 | 0.06 | 0 | 0 | #N/A | #N/A | #N/A | #N/A | #N/A | #N/A | #N/A | #N/A | #N/A | #N/A | #N/A | #N/A | #N/A | #N/A | #N/A | #N/A | #N/A | #N/A | #N/A | 0 | #N/A | #N/A | #N/A
a | 0 | 10 | 27 | 0.062 | 0 | 0 | #N/A | #N/A | #N/A | #N/A | #N/A | #N/A | #N/A | #N/A | #N/A | #N/A | #N/A | #N/A | #N/A | #N/A | #N/A | #N/A | #N/A | #N/A | #N/A | 0 | #N/A | #N/A | #N/A
Thermal |  |  | 28 | 0.064 | 0 | 0 | #N/A | #N/A | #N/A | #N/A | #N/A | #N/A | #N/A | #N/A | #N/A | #N/A | #N/A | #N/A | #N/A | #N/A | #N/A | #N/A | #N/A | #N/A | #N/A | 0 | #N/A | #N/A | #N/A
%LF vs Tj Slope | 0 | 11 | 29 | 0.065 | 0 | 0 | #N/A | #N/A | #N/A | #N/A | #N/A | #N/A | #N/A | #N/A | #N/A | #N/A | #N/A | #N/A | #N/A | #N/A | #N/A | #N/A | #N/A | #N/A | #N/A | 0 | #N/A | #N/A | #N/A
Tj @ 100% LF | 0 | 12 | 30 | 0.066 | 0 | 0 | #N/A | #N/A | #N/A | #N/A | #N/A | #N/A | #N/A | #N/A | #N/A | #N/A | #N/A | #N/A | #N/A | #N/A | #N/A | #N/A | #N/A | #N/A | #N/A | 0 | #N/A | #N/A | #N/A
Temp Coeff of V | 0 | 13 | 31 | 0.068 | 0 | 0 | #N/A | #N/A | #N/A | #N/A | #N/A | #N/A | #N/A | #N/A | #N/A | #N/A | #N/A | #N/A | #N/A | #N/A | #N/A | #N/A | #N/A | #N/A | #N/A | 0 | #N/A | #N/A | #N/A
Thermal Resistance | 0 | 14 | 32 | 0.07 | 0 | 0 | #N/A | #N/A | #N/A | #N/A | #N/A | #N/A | #N/A | #N/A | #N/A | #N/A | #N/A | #N/A | #N/A | #N/A | #N/A | #N/A | #N/A | #N/A | #N/A | 0 | #N/A | #N/A | #N/A
|  |  | 33 | 0.072 | 0 | 0 | #N/A | #N/A | #N/A | #N/A | #N/A | #N/A | #N/A | #N/A | #N/A | #N/A | #N/A | #N/A | #N/A | #N/A | #N/A | #N/A | #N/A | #N/A | #N/A | 0 | #N/A | #N/A | #N/A
|  |  | 34 | 0.074 | 0 | 0 | #N/A | #N/A | #N/A | #N/A | #N/A | #N/A | #N/A | #N/A | #N/A | #N/A | #N/A | #N/A | #N/A | #N/A | #N/A | #N/A | #N/A | #N/A | #N/A | 0 | #N/A | #N/A | #N/A
|  |  | 35 | 0.075 | 0 | 0 | #N/A | #N/A | #N/A | #N/A | #N/A | #N/A | #N/A | #N/A | #N/A | #N/A | #N/A | #N/A | #N/A | #N/A | #N/A | #N/A | #N/A | #N/A | #N/A | 0 | #N/A | #N/A | #N/A
Thermal "mode" | 2 |  | 36 | 0.076 | 0 | 0 | #N/A | #N/A | #N/A | #N/A | #N/A | #N/A | #N/A | #N/A | #N/A | #N/A | #N/A | #N/A | #N/A | #N/A | #N/A | #N/A | #N/A | #N/A | #N/A | 0 | #N/A | #N/A | #N/A
| Tj (ºC) |  | 37 | 0.078 | 0 | 0 | #N/A | #N/A | #N/A | #N/A | #N/A | #N/A | #N/A | #N/A | #N/A | #N/A | #N/A | #N/A | #N/A | #N/A | #N/A | #N/A | #N/A | #N/A | #N/A | 0 | #N/A | #N/A | #N/A
| Tsp (ºC) |  | 38 | 0.08 | 0 | 0 | #N/A | #N/A | #N/A | #N/A | #N/A | #N/A | #N/A | #N/A | #N/A | #N/A | #N/A | #N/A | #N/A | #N/A | #N/A | #N/A | #N/A | #N/A | #N/A | 0 | #N/A | #N/A | #N/A
|  |  | 39 | 0.082 | 0 | 0 | #N/A | #N/A | #N/A | #N/A | #N/A | #N/A | #N/A | #N/A | #N/A | #N/A | #N/A | #N/A | #N/A | #N/A | #N/A | #N/A | #N/A | #N/A | #N/A | 0 | #N/A | #N/A | #N/A
|  |  | 40 | 0.084 | 0 | 0 | #N/A | #N/A | #N/A | #N/A | #N/A | #N/A | #N/A | #N/A | #N/A | #N/A | #N/A | #N/A | #N/A | #N/A | #N/A | #N/A | #N/A | #N/A | #N/A | 0 | #N/A | #N/A | #N/A
|  |  | 41 | 0.086 | 0 | 0 | #N/A | #N/A | #N/A | #N/A | #N/A | #N/A | #N/A | #N/A | #N/A | #N/A | #N/A | #N/A | #N/A | #N/A | #N/A | #N/A | #N/A | #N/A | #N/A | 0 | #N/A | #N/A | #N/A
|  |  | 42 | 0.088 | 0 | 0 | #N/A | #N/A | #N/A | #N/A | #N/A | #N/A | #N/A | #N/A | #N/A | #N/A | #N/A | #N/A | #N/A | #N/A | #N/A | #N/A | #N/A | #N/A | #N/A | 0 | #N/A | #N/A | #N/A
|  |  | 43 | 0.09 | 0 | 0 | #N/A | #N/A | #N/A | #N/A | #N/A | #N/A | #N/A | #N/A | #N/A | #N/A | #N/A | #N/A | #N/A | #N/A | #N/A | #N/A | #N/A | #N/A | #N/A | 0 | #N/A | #N/A | #N/A
|  |  | 44 | 0.092 | 0 | 0 | #N/A | #N/A | #N/A | #N/A | #N/A | #N/A | #N/A | #N/A | #N/A | #N/A | #N/A | #N/A | #N/A | #N/A | #N/A | #N/A | #N/A | #N/A | #N/A | 0 | #N/A | #N/A | #N/A
|  |  | 45 | 0.094 | 0 | 0 | #N/A | #N/A | #N/A | #N/A | #N/A | #N/A | #N/A | #N/A | #N/A | #N/A | #N/A | #N/A | #N/A | #N/A | #N/A | #N/A | #N/A | #N/A | #N/A | 0 | #N/A | #N/A | #N/A
|  |  | 46 | 0.096 | 0 | 0 | #N/A | #N/A | #N/A | #N/A | #N/A | #N/A | #N/A | #N/A | #N/A | #N/A | #N/A | #N/A | #N/A | #N/A | #N/A | #N/A | #N/A | #N/A | #N/A | 0 | #N/A | #N/A | #N/A
|  |  | 47 | 0.098 | 0 | 0 | #N/A | #N/A | #N/A | #N/A | #N/A | #N/A | #N/A | #N/A | #N/A | #N/A | #N/A | #N/A | #N/A | #N/A | #N/A | #N/A | #N/A | #N/A | #N/A | 0 | #N/A | #N/A | #N/A
|  |  | 48 | 0.1 | 0 | 0 | #N/A | #N/A | #N/A | #N/A | #N/A | #N/A | #N/A | #N/A | #N/A | #N/A | #N/A | #N/A | #N/A | #N/A | #N/A | #N/A | #N/A | #N/A | #N/A | 0 | #N/A | #N/A | #N/A
|  |  | 49 | 0.105 | 0 | 0 | #N/A | #N/A | #N/A | #N/A | #N/A | #N/A | #N/A | #N/A | #N/A | #N/A | #N/A | #N/A | #N/A | #N/A | #N/A | #N/A | #N/A | #N/A | #N/A | 0 | #N/A | #N/A | #N/A
|  |  | 50 | 0.11 | 0 | 0 | #N/A | #N/A | #N/A | #N/A | #N/A | #N/A | #N/A | #N/A | #N/A | #N/A | #N/A | #N/A | #N/A | #N/A | #N/A | #N/A | #N/A | #N/A | #N/A | 0 | #N/A | #N/A | #N/A
|  |  | 51 | 0.115 | 0 | 0 | #N/A | #N/A | #N/A | #N/A | #N/A | #N/A | #N/A | #N/A | #N/A | #N/A | #N/A | #N/A | #N/A | #N/A | #N/A | #N/A | #N/A | #N/A | #N/A | 0 | #N/A | #N/A | #N/A
|  |  | 52 | 0.12 | 0 | 0 | #N/A | #N/A | #N/A | #N/A | #N/A | #N/A | #N/A | #N/A | #N/A | #N/A | #N/A | #N/A | #N/A | #N/A | #N/A | #N/A | #N/A | #N/A | #N/A | 0 | #N/A | #N/A | #N/A
|  |  | 53 | 0.125 | 0 | 0 | #N/A | #N/A | #N/A | #N/A | #N/A | #N/A | #N/A | #N/A | #N/A | #N/A | #N/A | #N/A | #N/A | #N/A | #N/A | #N/A | #N/A | #N/A | #N/A | 0 | #N/A | #N/A | #N/A
|  |  | 54 | 0.13 | 0 | 0 | #N/A | #N/A | #N/A | #N/A | #N/A | #N/A | #N/A | #N/A | #N/A | #N/A | #N/A | #N/A | #N/A | #N/A | #N/A | #N/A | #N/A | #N/A | #N/A | 0 | #N/A | #N/A | #N/A
|  |  | 55 | 0.135 | 0 | 0 | #N/A | #N/A | #N/A | #N/A | #N/A | #N/A | #N/A | #N/A | #N/A | #N/A | #N/A | #N/A | #N/A | #N/A | #N/A | #N/A | #N/A | #N/A | #N/A | 0 | #N/A | #N/A | #N/A
|  |  | 56 | 0.14 | 0 | 0 | #N/A | #N/A | #N/A | #N/A | #N/A | #N/A | #N/A | #N/A | #N/A | #N/A | #N/A | #N/A | #N/A | #N/A | #N/A | #N/A | #N/A | #N/A | #N/A | 0 | #N/A | #N/A | #N/A
|  |  | 57 | 0.15 | 0 | 0 | #N/A | #N/A | #N/A | #N/A | #N/A | #N/A | #N/A | #N/A | #N/A | #N/A | #N/A | #N/A | #N/A | #N/A | #N/A | #N/A | #N/A | #N/A | #N/A | 0 | #N/A | #N/A | #N/A
|  |  | 58 | 0.16 | 0 | 0 | #N/A | #N/A | #N/A | #N/A | #N/A | #N/A | #N/A | #N/A | #N/A | #N/A | #N/A | #N/A | #N/A | #N/A | #N/A | #N/A | #N/A | #N/A | #N/A | 0 | #N/A | #N/A | #N/A
|  |  | 59 | 0.17 | 0 | 0 | #N/A | #N/A | #N/A | #N/A | #N/A | #N/A | #N/A | #N/A | #N/A | #N/A | #N/A | #N/A | #N/A | #N/A | #N/A | #N/A | #N/A | #N/A | #N/A | 0 | #N/A | #N/A | #N/A
|  |  | 60 | 0.175 | 0 | 0 | #N/A | #N/A | #N/A | #N/A | #N/A | #N/A | #N/A | #N/A | #N/A | #N/A | #N/A | #N/A | #N/A | #N/A | #N/A | #N/A | #N/A | #N/A | #N/A | 0 | #N/A | #N/A | #N/A
|  |  | 61 | 0.18 | 0 | 0 | #N/A | #N/A | #N/A | #N/A | #N/A | #N/A | #N/A | #N/A | #N/A | #N/A | #N/A | #N/A | #N/A | #N/A | #N/A | #N/A | #N/A | #N/A | #N/A | 0 | #N/A | #N/A | #N/A
|  |  | 62 | 0.19 | 0 | 0 | #N/A | #N/A | #N/A | #N/A | #N/A | #N/A | #N/A | #N/A | #N/A | #N/A | #N/A | #N/A | #N/A | #N/A | #N/A | #N/A | #N/A | #N/A | #N/A | 0 | #N/A | #N/A | #N/A
|  |  | 63 | 0.2 | 0 | 0 | #N/A | #N/A | #N/A | #N/A | #N/A | #N/A | #N/A | #N/A | #N/A | #N/A | #N/A | #N/A | #N/A | #N/A | #N/A | #N/A | #N/A | #N/A | #N/A | 0 | #N/A | #N/A | #N/A
|  |  | 64 | 0.21 | 0 | 0 | #N/A | #N/A | #N/A | #N/A | #N/A | #N/A | #N/A | #N/A | #N/A | #N/A | #N/A | #N/A | #N/A | #N/A | #N/A | #N/A | #N/A | #N/A | #N/A | 0 | #N/A | #N/A | #N/A
|  |  | 65 | 0.22 | 0 | 0 | #N/A | #N/A | #N/A | #N/A | #N/A | #N/A | #N/A | #N/A | #N/A | #N/A | #N/A | #N/A | #N/A | #N/A | #N/A | #N/A | #N/A | #N/A | #N/A | 0 | #N/A | #N/A | #N/A
|  |  | 66 | 0.23 | 0 | 0 | #N/A | #N/A | #N/A | #N/A | #N/A | #N/A | #N/A | #N/A | #N/A | #N/A | #N/A | #N/A | #N/A | #N/A | #N/A | #N/A | #N/A | #N/A | #N/A | 0 | #N/A | #N/A | #N/A
|  |  | 67 | 0.24 | 0 | 0 | #N/A | #N/A | #N/A | #N/A | #N/A | #N/A | #N/A | #N/A | #N/A | #N/A | #N/A | #N/A | #N/A | #N/A | #N/A | #N/A | #N/A | #N/A | #N/A | 0 | #N/A | #N/A | #N/A
|  |  | 68 | 0.25 | 0 | 0 | #N/A | #N/A | #N/A | #N/A | #N/A | #N/A | #N/A | #N/A | #N/A | #N/A | #N/A | #N/A | #N/A | #N/A | #N/A | #N/A | #N/A | #N/A | #N/A | 0 | #N/A | #N/A | #N/A
|  |  | 69 | 0.26 | 0 | 0 | #N/A | #N/A | #N/A | #N/A | #N/A | #N/A | #N/A | #N/A | #N/A | #N/A | #N/A | #N/A | #N/A | #N/A | #N/A | #N/A | #N/A | #N/A | #N/A | 0 | #N/A | #N/A | #N/A
|  |  | 70 | 0.27 | 0 | 0 | #N/A | #N/A | #N/A | #N/A | #N/A | #N/A | #N/A | #N/A | #N/A | #N/A | #N/A | #N/A | #N/A | #N/A | #N/A | #N/A | #N/A | #N/A | #N/A | 0 | #N/A | #N/A | #N/A
|  |  | 71 | 0.28 | 0 | 0 | #N/A | #N/A | #N/A | #N/A | #N/A | #N/A | #N/A | #N/A | #N/A | #N/A | #N/A | #N/A | #N/A | #N/A | #N/A | #N/A | #N/A | #N/A | #N/A | 0 | #N/A | #N/A | #N/A
|  |  | 72 | 0.29 | 0 | 0 | #N/A | #N/A | #N/A | #N/A | #N/A | #N/A | #N/A | #N/A | #N/A | #N/A | #N/A | #N/A | #N/A | #N/A | #N/A | #N/A | #N/A | #N/A | #N/A | 0 | #N/A | #N/A | #N/A
|  |  | 73 | 0.3 | 0 | 0 | #N/A | #N/A | #N/A | #N/A | #N/A | #N/A | #N/A | #N/A | #N/A | #N/A | #N/A | #N/A | #N/A | #N/A | #N/A | #N/A | #N/A | #N/A | #N/A | 0 | #N/A | #N/A | #N/A
|  |  | 74 | 0.31 | 0 | 0 | #N/A | #N/A | #N/A | #N/A | #N/A | #N/A | #N/A | #N/A | #N/A | #N/A | #N/A | #N/A | #N/A | #N/A | #N/A | #N/A | #N/A | #N/A | #N/A | 0 | #N/A | #N/A | #N/A
|  |  | 75 | 0.32 | 0 | 0 | #N/A | #N/A | #N/A | #N/A | #N/A | #N/A | #N/A | #N/A | #N/A | #N/A | #N/A | #N/A | #N/A | #N/A | #N/A | #N/A | #N/A | #N/A | #N/A | 0 | #N/A | #N/A | #N/A
|  |  | 76 | 0.33 | 0 | 0 | #N/A | #N/A | #N/A | #N/A | #N/A | #N/A | #N/A | #N/A | #N/A | #N/A | #N/A | #N/A | #N/A | #N/A | #N/A | #N/A | #N/A | #N/A | #N/A | 0 | #N/A | #N/A | #N/A
|  |  | 77 | 0.34 | 0 | 0 | #N/A | #N/A | #N/A | #N/A | #N/A | #N/A | #N/A | #N/A | #N/A | #N/A | #N/A | #N/A | #N/A | #N/A | #N/A | #N/A | #N/A | #N/A | #N/A | 0 | #N/A | #N/A | #N/A
|  |  | 78 | 0.35 | 0 | 0 | #N/A | #N/A | #N/A | #N/A | #N/A | #N/A | #N/A | #N/A | #N/A | #N/A | #N/A | #N/A | #N/A | #N/A | #N/A | #N/A | #N/A | #N/A | #N/A | 0 | #N/A | #N/A | #N/A
|  |  | 79 | 0.36 | 0 | 0 | #N/A | #N/A | #N/A | #N/A | #N/A | #N/A | #N/A | #N/A | #N/A | #N/A | #N/A | #N/A | #N/A | #N/A | #N/A | #N/A | #N/A | #N/A | #N/A | 0 | #N/A | #N/A | #N/A
|  |  | 80 | 0.37 | 0 | 0 | #N/A | #N/A | #N/A | #N/A | #N/A | #N/A | #N/A | #N/A | #N/A | #N/A | #N/A | #N/A | #N/A | #N/A | #N/A | #N/A | #N/A | #N/A | #N/A | 0 | #N/A | #N/A | #N/A
|  |  | 81 | 0.38 | 0 | 0 | #N/A | #N/A | #N/A | #N/A | #N/A | #N/A | #N/A | #N/A | #N/A | #N/A | #N/A | #N/A | #N/A | #N/A | #N/A | #N/A | #N/A | #N/A | #N/A | 0 | #N/A | #N/A | #N/A
|  |  | 82 | 0.39 | 0 | 0 | #N/A | #N/A | #N/A | #N/A | #N/A | #N/A | #N/A | #N/A | #N/A | #N/A | #N/A | #N/A | #N/A | #N/A | #N/A | #N/A | #N/A | #N/A | #N/A | 0 | #N/A | #N/A | #N/A
|  |  | 83 | 0.4 | 0 | 0 | #N/A | #N/A | #N/A | #N/A | #N/A | #N/A | #N/A | #N/A | #N/A | #N/A | #N/A | #N/A | #N/A | #N/A | #N/A | #N/A | #N/A | #N/A | #N/A | 0 | #N/A | #N/A | #N/A
|  |  | 84 | 0.41 | 0 | 0 | #N/A | #N/A | #N/A | #N/A | #N/A | #N/A | #N/A | #N/A | #N/A | #N/A | #N/A | #N/A | #N/A | #N/A | #N/A | #N/A | #N/A | #N/A | #N/A | 0 | #N/A | #N/A | #N/A
|  |  | 85 | 0.42 | 0 | 0 | #N/A | #N/A | #N/A | #N/A | #N/A | #N/A | #N/A | #N/A | #N/A | #N/A | #N/A | #N/A | #N/A | #N/A | #N/A | #N/A | #N/A | #N/A | #N/A | 0 | #N/A | #N/A | #N/A
|  |  | 86 | 0.43 | 0 | 0 | #N/A | #N/A | #N/A | #N/A | #N/A | #N/A | #N/A | #N/A | #N/A | #N/A | #N/A | #N/A | #N/A | #N/A | #N/A | #N/A | #N/A | #N/A | #N/A | 0 | #N/A | #N/A | #N/A
|  |  | 87 | 0.44 | 0 | 0 | #N/A | #N/A | #N/A | #N/A | #N/A | #N/A | #N/A | #N/A | #N/A | #N/A | #N/A | #N/A | #N/A | #N/A | #N/A | #N/A | #N/A | #N/A | #N/A | 0 | #N/A | #N/A | #N/A
|  |  | 88 | 0.45 | 0 | 0 | #N/A | #N/A | #N/A | #N/A | #N/A | #N/A | #N/A | #N/A | #N/A | #N/A | #N/A | #N/A | #N/A | #N/A | #N/A | #N/A | #N/A | #N/A | #N/A | 0 | #N/A | #N/A | #N/A
|  |  | 89 | 0.46 | 0 | 0 | #N/A | #N/A | #N/A | #N/A | #N/A | #N/A | #N/A | #N/A | #N/A | #N/A | #N/A | #N/A | #N/A | #N/A | #N/A | #N/A | #N/A | #N/A | #N/A | 0 | #N/A | #N/A | #N/A
|  |  | 90 | 0.47 | 0 | 0 | #N/A | #N/A | #N/A | #N/A | #N/A | #N/A | #N/A | #N/A | #N/A | #N/A | #N/A | #N/A | #N/A | #N/A | #N/A | #N/A | #N/A | #N/A | #N/A | 0 | #N/A | #N/A | #N/A
|  |  | 91 | 0.48 | 0 | 0 | #N/A | #N/A | #N/A | #N/A | #N/A | #N/A | #N/A | #N/A | #N/A | #N/A | #N/A | #N/A | #N/A | #N/A | #N/A | #N/A | #N/A | #N/A | #N/A | 0 | #N/A | #N/A | #N/A
|  |  | 92 | 0.49 | 0 | 0 | #N/A | #N/A | #N/A | #N/A | #N/A | #N/A | #N/A | #N/A | #N/A | #N/A | #N/A | #N/A | #N/A | #N/A | #N/A | #N/A | #N/A | #N/A | #N/A | 0 | #N/A | #N/A | #N/A
|  |  | 93 | 0.5 | 0 | 0 | #N/A | #N/A | #N/A | #N/A | #N/A | #N/A | #N/A | #N/A | #N/A | #N/A | #N/A | #N/A | #N/A | #N/A | #N/A | #N/A | #N/A | #N/A | #N/A | 0 | #N/A | #N/A | #N/A
|  |  | 94 | 0.51 | 0 | 0 | #N/A | #N/A | #N/A | #N/A | #N/A | #N/A | #N/A | #N/A | #N/A | #N/A | #N/A | #N/A | #N/A | #N/A | #N/A | #N/A | #N/A | #N/A | #N/A | 0 | #N/A | #N/A | #N/A
|  |  | 95 | 0.52 | 0 | 0 | #N/A | #N/A | #N/A | #N/A | #N/A | #N/A | #N/A | #N/A | #N/A | #N/A | #N/A | #N/A | #N/A | #N/A | #N/A | #N/A | #N/A | #N/A | #N/A | 0 | #N/A | #N/A | #N/A
|  |  | 96 | 0.53 | 0 | 0 | #N/A | #N/A | #N/A | #N/A | #N/A | #N/A | #N/A | #N/A | #N/A | #N/A | #N/A | #N/A | #N/A | #N/A | #N/A | #N/A | #N/A | #N/A | #N/A | 0 | #N/A | #N/A | #N/A
|  |  | 97 | 0.54 | 0 | 0 | #N/A | #N/A | #N/A | #N/A | #N/A | #N/A | #N/A | #N/A | #N/A | #N/A | #N/A | #N/A | #N/A | #N/A | #N/A | #N/A | #N/A | #N/A | #N/A | 0 | #N/A | #N/A | #N/A
|  |  | 98 | 0.55 | 0 | 0 | #N/A | #N/A | #N/A | #N/A | #N/A | #N/A | #N/A | #N/A | #N/A | #N/A | #N/A | #N/A | #N/A | #N/A | #N/A | #N/A | #N/A | #N/A | #N/A | 0 | #N/A | #N/A | #N/A
|  |  | 99 | 0.6 | 0 | 0 | #N/A | #N/A | #N/A | #N/A | #N/A | #N/A | #N/A | #N/A | #N/A | #N/A | #N/A | #N/A | #N/A | #N/A | #N/A | #N/A | #N/A | #N/A | #N/A | 0 | #N/A | #N/A | #N/A
|  |  | 100 | 0.65 | 0 | 0 | #N/A | #N/A | #N/A | #N/A | #N/A | #N/A | #N/A | #N/A | #N/A | #N/A | #N/A | #N/A | #N/A | #N/A | #N/A | #N/A | #N/A | #N/A | #N/A | 0 | #N/A | #N/A | #N/A
|  |  | 101 | 0.7 | 0 | 0 | #N/A | #N/A | #N/A | #N/A | #N/A | #N/A | #N/A | #N/A | #N/A | #N/A | #N/A | #N/A | #N/A | #N/A | #N/A | #N/A | #N/A | #N/A | #N/A | 0 | #N/A | #N/A | #N/A
|  |  | 102 | 0.75 | 0 | 0 | #N/A | #N/A | #N/A | #N/A | #N/A | #N/A | #N/A | #N/A | #N/A | #N/A | #N/A | #N/A | #N/A | #N/A | #N/A | #N/A | #N/A | #N/A | #N/A | 0 | #N/A | #N/A | #N/A
|  |  | 103 | 0.8 | 0 | 0 | #N/A | #N/A | #N/A | #N/A | #N/A | #N/A | #N/A | #N/A | #N/A | #N/A | #N/A | #N/A | #N/A | #N/A | #N/A | #N/A | #N/A | #N/A | #N/A | 0 | #N/A | #N/A | #N/A
|  |  | 104 | 0.85 | 0 | 0 | #N/A | #N/A | #N/A | #N/A | #N/A | #N/A | #N/A | #N/A | #N/A | #N/A | #N/A | #N/A | #N/A | #N/A | #N/A | #N/A | #N/A | #N/A | #N/A | 0 | #N/A | #N/A | #N/A
|  |  | 105 | 0.9 | 0 | 0 | #N/A | #N/A | #N/A | #N/A | #N/A | #N/A | #N/A | #N/A | #N/A | #N/A | #N/A | #N/A | #N/A | #N/A | #N/A | #N/A | #N/A | #N/A | #N/A | 0 | #N/A | #N/A | #N/A
|  |  | 106 | 0.95 | 0 | 0 | #N/A | #N/A | #N/A | #N/A | #N/A | #N/A | #N/A | #N/A | #N/A | #N/A | #N/A | #N/A | #N/A | #N/A | #N/A | #N/A | #N/A | #N/A | #N/A | 0 | #N/A | #N/A | #N/A
|  |  | 107 | 1 | 0 | 0 | #N/A | #N/A | #N/A | #N/A | #N/A | #N/A | #N/A | #N/A | #N/A | #N/A | #N/A | #N/A | #N/A | #N/A | #N/A | #N/A | #N/A | #N/A | #N/A | 0 | #N/A | #N/A | #N/A
|  |  | 108 | 1.05 | 0 | 0 | #N/A | #N/A | #N/A | #N/A | #N/A | #N/A | #N/A | #N/A | #N/A | #N/A | #N/A | #N/A | #N/A | #N/A | #N/A | #N/A | #N/A | #N/A | #N/A | 0 | #N/A | #N/A | #N/A
|  |  | 109 | 1.1 | 0 | 0 | #N/A | #N/A | #N/A | #N/A | #N/A | #N/A | #N/A | #N/A | #N/A | #N/A | #N/A | #N/A | #N/A | #N/A | #N/A | #N/A | #N/A | #N/A | #N/A | 0 | #N/A | #N/A | #N/A
|  |  | 110 | 1.15 | 0 | 0 | #N/A | #N/A | #N/A | #N/A | #N/A | #N/A | #N/A | #N/A | #N/A | #N/A | #N/A | #N/A | #N/A | #N/A | #N/A | #N/A | #N/A | #N/A | #N/A | 0 | #N/A | #N/A | #N/A
|  |  | 111 | 1.2 | 0 | 0 | #N/A | #N/A | #N/A | #N/A | #N/A | #N/A | #N/A | #N/A | #N/A | #N/A | #N/A | #N/A | #N/A | #N/A | #N/A | #N/A | #N/A | #N/A | #N/A | 0 | #N/A | #N/A | #N/A
|  |  | 112 | 1.25 | 0 | 0 | #N/A | #N/A | #N/A | #N/A | #N/A | #N/A | #N/A | #N/A | #N/A | #N/A | #N/A | #N/A | #N/A | #N/A | #N/A | #N/A | #N/A | #N/A | #N/A | 0 | #N/A | #N/A | #N/A
|  |  | 113 | 1.3 | 0 | 0 | #N/A | #N/A | #N/A | #N/A | #N/A | #N/A | #N/A | #N/A | #N/A | #N/A | #N/A | #N/A | #N/A | #N/A | #N/A | #N/A | #N/A | #N/A | #N/A | 0 | #N/A | #N/A | #N/A
|  |  | 114 | 1.35 | 0 | 0 | #N/A | #N/A | #N/A | #N/A | #N/A | #N/A | #N/A | #N/A | #N/A | #N/A | #N/A | #N/A | #N/A | #N/A | #N/A | #N/A | #N/A | #N/A | #N/A | 0 | #N/A | #N/A | #N/A
|  |  | 115 | 1.4 | 0 | 0 | #N/A | #N/A | #N/A | #N/A | #N/A | #N/A | #N/A | #N/A | #N/A | #N/A | #N/A | #N/A | #N/A | #N/A | #N/A | #N/A | #N/A | #N/A | #N/A | 0 | #N/A | #N/A | #N/A
|  |  | 116 | 1.45 | 0 | 0 | #N/A | #N/A | #N/A | #N/A | #N/A | #N/A | #N/A | #N/A | #N/A | #N/A | #N/A | #N/A | #N/A | #N/A | #N/A | #N/A | #N/A | #N/A | #N/A | 0 | #N/A | #N/A | #N/A
|  |  | 117 | 1.5 | 0 | 0 | #N/A | #N/A | #N/A | #N/A | #N/A | #N/A | #N/A | #N/A | #N/A | #N/A | #N/A | #N/A | #N/A | #N/A | #N/A | #N/A | #N/A | #N/A | #N/A | 0 | #N/A | #N/A | #N/A
|  |  | 118 | 1.55 | 0 | 0 | #N/A | #N/A | #N/A | #N/A | #N/A | #N/A | #N/A | #N/A | #N/A | #N/A | #N/A | #N/A | #N/A | #N/A | #N/A | #N/A | #N/A | #N/A | #N/A | 0 | #N/A | #N/A | #N/A
|  |  | 119 | 1.6 | 0 | 0 | #N/A | #N/A | #N/A | #N/A | #N/A | #N/A | #N/A | #N/A | #N/A | #N/A | #N/A | #N/A | #N/A | #N/A | #N/A | #N/A | #N/A | #N/A | #N/A | 0 | #N/A | #N/A | #N/A
|  |  | 120 | 1.65 | 0 | 0 | #N/A | #N/A | #N/A | #N/A | #N/A | #N/A | #N/A | #N/A | #N/A | #N/A | #N/A | #N/A | #N/A | #N/A | #N/A | #N/A | #N/A | #N/A | #N/A | 0 | #N/A | #N/A | #N/A
|  |  | 121 | 1.7 | 0 | 0 | #N/A | #N/A | #N/A | #N/A | #N/A | #N/A | #N/A | #N/A | #N/A | #N/A | #N/A | #N/A | #N/A | #N/A | #N/A | #N/A | #N/A | #N/A | #N/A | 0 | #N/A | #N/A | #N/A
|  |  | 122 | 1.8 | 0 | 0 | #N/A | #N/A | #N/A | #N/A | #N/A | #N/A | #N/A | #N/A | #N/A | #N/A | #N/A | #N/A | #N/A | #N/A | #N/A | #N/A | #N/A | #N/A | #N/A | 0 | #N/A | #N/A | #N/A
|  |  | 123 | 1.9 | 0 | 0 | #N/A | #N/A | #N/A | #N/A | #N/A | #N/A | #N/A | #N/A | #N/A | #N/A | #N/A | #N/A | #N/A | #N/A | #N/A | #N/A | #N/A | #N/A | #N/A | 0 | #N/A | #N/A | #N/A
|  |  | 124 | 2 | 0 | 0 | #N/A | #N/A | #N/A | #N/A | #N/A | #N/A | #N/A | #N/A | #N/A | #N/A | #N/A | #N/A | #N/A | #N/A | #N/A | #N/A | #N/A | #N/A | #N/A | 0 | #N/A | #N/A | #N/A
|  |  | 125 | 2.1 | 0 | 0 | #N/A | #N/A | #N/A | #N/A | #N/A | #N/A | #N/A | #N/A | #N/A | #N/A | #N/A | #N/A | #N/A | #N/A | #N/A | #N/A | #N/A | #N/A | #N/A | 0 | #N/A | #N/A | #N/A
|  |  | 126 | 2.2 | 0 | 0 | #N/A | #N/A | #N/A | #N/A | #N/A | #N/A | #N/A | #N/A | #N/A | #N/A | #N/A | #N/A | #N/A | #N/A | #N/A | #N/A | #N/A | #N/A | #N/A | 0 | #N/A | #N/A | #N/A
|  |  | 127 | 2.3 | 0 | 0 | #N/A | #N/A | #N/A | #N/A | #N/A | #N/A | #N/A | #N/A | #N/A | #N/A | #N/A | #N/A | #N/A | #N/A | #N/A | #N/A | #N/A | #N/A | #N/A | 0 | #N/A | #N/A | #N/A
|  |  | 128 | 2.4 | 0 | 0 | #N/A | #N/A | #N/A | #N/A | #N/A | #N/A | #N/A | #N/A | #N/A | #N/A | #N/A | #N/A | #N/A | #N/A | #N/A | #N/A | #N/A | #N/A | #N/A | 0 | #N/A | #N/A | #N/A
|  |  | 129 | 2.5 | 0 | 0 | #N/A | #N/A | #N/A | #N/A | #N/A | #N/A | #N/A | #N/A | #N/A | #N/A | #N/A | #N/A | #N/A | #N/A | #N/A | #N/A | #N/A | #N/A | #N/A | 0 | #N/A | #N/A | #N/A
|  |  | 130 | 2.6 | 0 | 0 | #N/A | #N/A | #N/A | #N/A | #N/A | #N/A | #N/A | #N/A | #N/A | #N/A | #N/A | #N/A | #N/A | #N/A | #N/A | #N/A | #N/A | #N/A | #N/A | 0 | #N/A | #N/A | #N/A
|  |  | 131 | 2.7 | 0 | 0 | #N/A | #N/A | #N/A | #N/A | #N/A | #N/A | #N/A | #N/A | #N/A | #N/A | #N/A | #N/A | #N/A | #N/A | #N/A | #N/A | #N/A | #N/A | #N/A | 0 | #N/A | #N/A | #N/A
|  |  | 132 | 2.8 | 0 | 0 | #N/A | #N/A | #N/A | #N/A | #N/A | #N/A | #N/A | #N/A | #N/A | #N/A | #N/A | #N/A | #N/A | #N/A | #N/A | #N/A | #N/A | #N/A | #N/A | 0 | #N/A | #N/A | #N/A
|  |  | 133 | 2.9 | 0 | 0 | #N/A | #N/A | #N/A | #N/A | #N/A | #N/A | #N/A | #N/A | #N/A | #N/A | #N/A | #N/A | #N/A | #N/A | #N/A | #N/A | #N/A | #N/A | #N/A | 0 | #N/A | #N/A | #N/A
|  |  | 134 | 3 | 0 | 0 | #N/A | #N/A | #N/A | #N/A | #N/A | #N/A | #N/A | #N/A | #N/A | #N/A | #N/A | #N/A | #N/A | #N/A | #N/A | #N/A | #N/A | #N/A | #N/A | 0 | #N/A | #N/A | #N/A
|  |  | 135 | 3.1 | 0 | 0 | #N/A | #N/A | #N/A | #N/A | #N/A | #N/A | #N/A | #N/A | #N/A | #N/A | #N/A | #N/A | #N/A | #N/A | #N/A | #N/A | #N/A | #N/A | #N/A | 0 | #N/A | #N/A | #N/A
|  |  | 136 | 3.2 | 0 | 0 | #N/A | #N/A | #N/A | #N/A | #N/A | #N/A | #N/A | #N/A | #N/A | #N/A | #N/A | #N/A | #N/A | #N/A | #N/A | #N/A | #N/A | #N/A | #N/A | 0 | #N/A | #N/A | #N/A
|  |  | 137 | 3.3 | 0 | 0 | #N/A | #N/A | #N/A | #N/A | #N/A | #N/A | #N/A | #N/A | #N/A | #N/A | #N/A | #N/A | #N/A | #N/A | #N/A | #N/A | #N/A | #N/A | #N/A | 0 | #N/A | #N/A | #N/A
|  |  | 138 | 3.4 | 0 | 0 | #N/A | #N/A | #N/A | #N/A | #N/A | #N/A | #N/A | #N/A | #N/A | #N/A | #N/A | #N/A | #N/A | #N/A | #N/A | #N/A | #N/A | #N/A | #N/A | 0 | #N/A | #N/A | #N/A
|  |  | 139 | 3.5 | 0 | 0 | #N/A | #N/A | #N/A | #N/A | #N/A | #N/A | #N/A | #N/A | #N/A | #N/A | #N/A | #N/A | #N/A | #N/A | #N/A | #N/A | #N/A | #N/A | #N/A | 0 | #N/A | #N/A | #N/A
|  |  | 140 | 3.6 | 0 | 0 | #N/A | #N/A | #N/A | #N/A | #N/A | #N/A | #N/A | #N/A | #N/A | #N/A | #N/A | #N/A | #N/A | #N/A | #N/A | #N/A | #N/A | #N/A | #N/A | 0 | #N/A | #N/A | #N/A
|  |  | 141 | 3.7 | 0 | 0 | #N/A | #N/A | #N/A | #N/A | #N/A | #N/A | #N/A | #N/A | #N/A | #N/A | #N/A | #N/A | #N/A | #N/A | #N/A | #N/A | #N/A | #N/A | #N/A | 0 | #N/A | #N/A | #N/A
|  |  | 142 | 3.8 | 0 | 0 | #N/A | #N/A | #N/A | #N/A | #N/A | #N/A | #N/A | #N/A | #N/A | #N/A | #N/A | #N/A | #N/A | #N/A | #N/A | #N/A | #N/A | #N/A | #N/A | 0 | #N/A | #N/A | #N/A
|  |  | 143 | 3.9 | 0 | 0 | #N/A | #N/A | #N/A | #N/A | #N/A | #N/A | #N/A | #N/A | #N/A | #N/A | #N/A | #N/A | #N/A | #N/A | #N/A | #N/A | #N/A | #N/A | #N/A | 0 | #N/A | #N/A | #N/A
|  |  | 144 | 4 | 0 | 0 | #N/A | #N/A | #N/A | #N/A | #N/A | #N/A | #N/A | #N/A | #N/A | #N/A | #N/A | #N/A | #N/A | #N/A | #N/A | #N/A | #N/A | #N/A | #N/A | 0 | #N/A | #N/A | #N/A
|  |  | 145 | 4.1 | 0 | 0 | #N/A | #N/A | #N/A | #N/A | #N/A | #N/A | #N/A | #N/A | #N/A | #N/A | #N/A | #N/A | #N/A | #N/A | #N/A | #N/A | #N/A | #N/A | #N/A | 0 | #N/A | #N/A | #N/A
|  |  | 146 | 4.2 | 0 | 0 | #N/A | #N/A | #N/A | #N/A | #N/A | #N/A | #N/A | #N/A | #N/A | #N/A | #N/A | #N/A | #N/A | #N/A | #N/A | #N/A | #N/A | #N/A | #N/A | 0 | #N/A | #N/A | #N/A
|  |  | 147 | 4.3 | 0 | 0 | #N/A | #N/A | #N/A | #N/A | #N/A | #N/A | #N/A | #N/A | #N/A | #N/A | #N/A | #N/A | #N/A | #N/A | #N/A | #N/A | #N/A | #N/A | #N/A | 0 | #N/A | #N/A | #N/A
|  |  | 148 | 4.4 | 0 | 0 | #N/A | #N/A | #N/A | #N/A | #N/A | #N/A | #N/A | #N/A | #N/A | #N/A | #N/A | #N/A | #N/A | #N/A | #N/A | #N/A | #N/A | #N/A | #N/A | 0 | #N/A | #N/A | #N/A
|  |  | 149 | 4.5 | 0 | 0 | #N/A | #N/A | #N/A | #N/A | #N/A | #N/A | #N/A | #N/A | #N/A | #N/A | #N/A | #N/A | #N/A | #N/A | #N/A | #N/A | #N/A | #N/A | #N/A | 0 | #N/A | #N/A | #N/A
|  |  | 150 | 4.6 | 0 | 0 | #N/A | #N/A | #N/A | #N/A | #N/A | #N/A | #N/A | #N/A | #N/A | #N/A | #N/A | #N/A | #N/A | #N/A | #N/A | #N/A | #N/A | #N/A | #N/A | 0 | #N/A | #N/A | #N/A
|  |  | 151 | 4.7 | 0 | 0 | #N/A | #N/A | #N/A | #N/A | #N/A | #N/A | #N/A | #N/A | #N/A | #N/A | #N/A | #N/A | #N/A | #N/A | #N/A | #N/A | #N/A | #N/A | #N/A | 0 | #N/A | #N/A | #N/A
|  |  | 152 | 4.8 | 0 | 0 | #N/A | #N/A | #N/A | #N/A | #N/A | #N/A | #N/A | #N/A | #N/A | #N/A | #N/A | #N/A | #N/A | #N/A | #N/A | #N/A | #N/A | #N/A | #N/A | 0 | #N/A | #N/A | #N/A
|  |  | 153 | 4.9 | 0 | 0 | #N/A | #N/A | #N/A | #N/A | #N/A | #N/A | #N/A | #N/A | #N/A | #N/A | #N/A | #N/A | #N/A | #N/A | #N/A | #N/A | #N/A | #N/A | #N/A | 0 | #N/A | #N/A | #N/A
|  |  | 154 | 5 | 0 | 0 | #N/A | #N/A | #N/A | #N/A | #N/A | #N/A | #N/A | #N/A | #N/A | #N/A | #N/A | #N/A | #N/A | #N/A | #N/A | #N/A | #N/A | #N/A | #N/A | 0 | #N/A | #N/A | #N/A
|  |  | 155 | 5.1 | 0 | 0 | #N/A | #N/A | #N/A | #N/A | #N/A | #N/A | #N/A | #N/A | #N/A | #N/A | #N/A | #N/A | #N/A | #N/A | #N/A | #N/A | #N/A | #N/A | #N/A | 0 | #N/A | #N/A | #N/A
|  |  | 156 | 5.2 | 0 | 0 | #N/A | #N/A | #N/A | #N/A | #N/A | #N/A | #N/A | #N/A | #N/A | #N/A | #N/A | #N/A | #N/A | #N/A | #N/A | #N/A | #N/A | #N/A | #N/A | 0 | #N/A | #N/A | #N/A
|  |  | 157 | 5.3 | 0 | 0 | #N/A | #N/A | #N/A | #N/A | #N/A | #N/A | #N/A | #N/A | #N/A | #N/A | #N/A | #N/A | #N/A | #N/A | #N/A | #N/A | #N/A | #N/A | #N/A | 0 | #N/A | #N/A | #N/A
|  |  | 158 | 5.4 | 0 | 0 | #N/A | #N/A | #N/A | #N/A | #N/A | #N/A | #N/A | #N/A | #N/A | #N/A | #N/A | #N/A | #N/A | #N/A | #N/A | #N/A | #N/A | #N/A | #N/A | 0 | #N/A | #N/A | #N/A
|  |  | 159 | 5.5 | 0 | 0 | #N/A | #N/A | #N/A | #N/A | #N/A | #N/A | #N/A | #N/A | #N/A | #N/A | #N/A | #N/A | #N/A | #N/A | #N/A | #N/A | #N/A | #N/A | #N/A | 0 | #N/A | #N/A | #N/A
|  |  | 160 | 5.6 | 0 | 0 | #N/A | #N/A | #N/A | #N/A | #N/A | #N/A | #N/A | #N/A | #N/A | #N/A | #N/A | #N/A | #N/A | #N/A | #N/A | #N/A | #N/A | #N/A | #N/A | 0 | #N/A | #N/A | #N/A
|  |  | 161 | 5.7 | 0 | 0 | #N/A | #N/A | #N/A | #N/A | #N/A | #N/A | #N/A | #N/A | #N/A | #N/A | #N/A | #N/A | #N/A | #N/A | #N/A | #N/A | #N/A | #N/A | #N/A | 0 | #N/A | #N/A | #N/A
|  |  | 162 | 5.8 | 0 | 0 | #N/A | #N/A | #N/A | #N/A | #N/A | #N/A | #N/A | #N/A | #N/A | #N/A | #N/A | #N/A | #N/A | #N/A | #N/A | #N/A | #N/A | #N/A | #N/A | 0 | #N/A | #N/A | #N/A
|  |  | 163 | 5.9 | 0 | 0 | #N/A | #N/A | #N/A | #N/A | #N/A | #N/A | #N/A | #N/A | #N/A | #N/A | #N/A | #N/A | #N/A | #N/A | #N/A | #N/A | #N/A | #N/A | #N/A | 0 | #N/A | #N/A | #N/A
|  |  | 164 | 6 | 0 | 0 | #N/A | #N/A | #N/A | #N/A | #N/A | #N/A | #N/A | #N/A | #N/A | #N/A | #N/A | #N/A | #N/A | #N/A | #N/A | #N/A | #N/A | #N/A | #N/A | 0 | #N/A | #N/A | #N/A
|  |  | 165 | 6.1 | 0 | 0 | #N/A | #N/A | #N/A | #N/A | #N/A | #N/A | #N/A | #N/A | #N/A | #N/A | #N/A | #N/A | #N/A | #N/A | #N/A | #N/A | #N/A | #N/A | #N/A | 0 | #N/A | #N/A | #N/A
|  |  | 166 | 6.2 | 0 | 0 | #N/A | #N/A | #N/A | #N/A | #N/A | #N/A | #N/A | #N/A | #N/A | #N/A | #N/A | #N/A | #N/A | #N/A | #N/A | #N/A | #N/A | #N/A | #N/A | 0 | #N/A | #N/A | #N/A
|  |  | 167 | 6.3 | 0 | 0 | #N/A | #N/A | #N/A | #N/A | #N/A | #N/A | #N/A | #N/A | #N/A | #N/A | #N/A | #N/A | #N/A | #N/A | #N/A | #N/A | #N/A | #N/A | #N/A | 0 | #N/A | #N/A | #N/A
|  |  | 168 | 6.4 | 0 | 0 | #N/A | #N/A | #N/A | #N/A | #N/A | #N/A | #N/A | #N/A | #N/A | #N/A | #N/A | #N/A | #N/A | #N/A | #N/A | #N/A | #N/A | #N/A | #N/A | 0 | #N/A | #N/A | #N/A
|  |  | 169 | 6.5 | 0 | 0 | #N/A | #N/A | #N/A | #N/A | #N/A | #N/A | #N/A | #N/A | #N/A | #N/A | #N/A | #N/A | #N/A | #N/A | #N/A | #N/A | #N/A | #N/A | #N/A | 0 | #N/A | #N/A | #N/A